## BoQ1 (hidden)
Percentage BoQ
BoQ_Ver3.0 | Percentage | Normal | INR Only | INR
Select, At Par, Excess (+), Less (-) |  | IOCL
Tender Inviting Authority: The Registrar, Nalanda University
Name of Work: Tender for High side Plumbing and Water Treatment Plants under Package 2 of Phase 1 Construction
Contract No:
Name of the Bidder/ Bidding Firm / Company :
PRICE SCHEDULE (This BOQ template must not be modified/replaced by the bidder and the same should be uploaded after filling the relevent columns, else the bidder is liable to be rejected for this tender. Bidders are allowed to enter the Bidder Name and Values only )
NUMBER # | TEXT # | TEXT # | NUMBER # | TEXT # | NUMBER | NUMBER | TEXT | TEXT # | NUMBER # | TEXT# | TEXT # | NUMBER # | NUMBER | NUMBER | NUMBER | NUMBER | TEXT | TEXT | NUMBER | NUMBER | NUMBER | NUMBER | TEXT | TEXT | NUMBER | NUMBER | NUMBER | NUMBER | TEXT | TEXT | NUMBER | NUMBER | NUMBER | NUMBER | TEXT | TEXT | NUMBER | NUMBER | NUMBER | NUMBER | TEXT | TEXT | NUMBER | NUMBER | NUMBER # | NUMBER # | TEXT | TEXT | NUMBER # | NUMBER # | DATE | NUMBER # | NUMBER # | TEXT #
Sl. No. | Item Description | Item Code / Make | Quantity | Units | Estimated Rate in Rs. P |  |  | Addition / Deduction | Addition / Deduction Values | Currency Convertion against each Item | Quoted Currency in INR / Other Currency | BASIC RATE In Figures To be entered by the Bidder Rs. P | Excise Duty | VAT | Freight Charges ( Unloading & Stacking) | Any Other Taxes/Duties/Levies |  |  | Other Taxes 2 | IIIrd Party i.e DGS&D / RITES etc Inspection Charges @0.34%+Service Tax | Less for Cenvat Credit,if any respect of Supplies Under full Excise Duty Category | [30 empty] | TOTAL AMOUNT WITH TAXES in Rs. P | TOTAL AMOUNT With Taxes | TOTAL AMOUNT In Words
1 | 2 | 3 | 4 | 5 | 6 | 7 | 8 | 9 | 10 | 11 | 12 | 13 | 14 | 15 | 16 | 17 | 18 | 19 | 20 | 21 | 22 | 23 | 24 | 25 | 26 | 27 | 28 | 29 | 30 | 31 | 32 | 33 | 34 | 35 | 36 | 37 | 38 | 39 | 40 | 41 | 42 | 43 | 44 | 45 | 46 | 47 | 48 | 49 | 50 | 51 | 52 | 53 | 54 | 55
1 | Tender for High side Plumbing and Water Treatment Plants under Package 2 of Phase 1 Construction | [53 empty] | 1 | Construction of chamber for 100mm sluices valve | item1 | 10 | 1 Nos
2 | Filter Feed Pumps - Supply, installation , testing & commissioning Single monoblock pumping set with SS AISI 316 stage casing, AISI SS 316 impellors, SS Suction chamber, SS 316 Pump shaft, steel base plate, carbon mechanical shaft seal and suction and discharge casing as per IEC standards, connected to TEFC Ventilated induction motor of 2 pole, 2900 RPM, suitable for 400/440 Volts, 3 phase, 50 Hz A.C. supply with glycerin filled pressure gauge , vibration elimination pads, dry run protection etc. complete with base and frame, nuts,anchors and bolts. The pump should be rated at the premium efficiency rating of IE. The pump inclosure to be minimum IP 55 rated and insulation class to be F. All valves, RCC foundations shall be paid seperately under relevant heads as per requirement and as per instructions . The vender shall submit performance curve, GA drawing and technical data sheet to the consultant prior to installation. The head versus discharge curve shall be on the rising side. The item is including termination of cables on motor. The pump shall be capable to work with a negative suction of upto 5 mtr. without any lag in the efficiency and in cyclic operation with auto switching feature after every 5 hours. Please refer to Technical Specifications. Pressure Vessel shall be of Polyethylene Material. Nos. of Pumps : 2nos (1w+1s) Water Flow Rate : 5 LPS each pump Head : 30 M | MR-1 | 1 | Set | 313126.09 |  |  | Excess(+) | 1 | Full Conversion | INR | [40 empty] | 313126.09 | 313126.09 | INR Three Lakh Thirteen Thousand One Hundred & Twenty Six and Paise Nine Only | 1.01 | Supplying, Conveying and fixing spls. Including eart | item1 | 123.223 | Nos
3 | Nos. of Pumps : 2nos (1w+1s) Water Flow Rate : 1.5 LPS each pump, Please refer to Technical Specifications. Pressure Vessel shall be of Polyethylene Material. Head : 30 M | MR-2 | 5 | Set | 165960.2 |  |  | Excess(+) | 1 | Full Conversion | INR | [40 empty] | 829801 | 829801 | INR Eight Lakh Twenty Nine Thousand Eight Hundred & One Only | 1.02 | Construction of chamber for 100mm sluice plates | item2 | 213 | Nos
4 | Nos. of Pumps : 2nos (1w+1s) Water Flow Rate : 1.2 LPS each pump , Please refer to Technical Specifications. Pressure Vessel shall be of Polyethylene Material. Head : 30 M | MR-3 | 4 | Set | 150998.33 |  |  | Excess(+) | 1 | Full Conversion | INR | [40 empty] | 603993.32 | 603993.32 | INR Six Lakh Three Thousand Nine Hundred & Ninety Three and Paise Thirty Two Only | 2 | Construction of chamber for 100mm sluices valve | item3 | 10 | Nos
5 | Nos. of Pumps : 2nos (1w+1s) Water Flow Rate : 1 LPS each pump Head : 30 M | MR-4 | 1 | Set | 155443.97 |  |  | Excess(+) | 1 | Full Conversion | INR | [40 empty] | 155443.97 | 155443.97 | INR One Lakh Fifty Five Thousand Four Hundred & Forty Three and Paise Ninety Seven Only | 3 | Supplying, Conveying and fixing spls. Including ea | item4 | 10 | Nos
6 | Hydropneumatic Pumps for Water Transfer - Supply, Installation, Testing And Commissioning Of Compact Self Contained Skid Mounted Hydropneumatic System As Follows: a. Vertical, In-Line, Multistage, centrifugal pumps with SS-304 casing and impeller and SS-316 shaft, CI base & head TEFC motor (with mechanical seal) (Vendor to submit performance curves and technical catalog of the proposed model for review & information) The pump shall be selected for performance at best efficiency point. However, the pump selection shall be suitable for performance with set point @ + 20% of the rated head. b. External Pump mounted or wall mounted microprocessor PID controller and frequency inverter integrated in a single body or as separate components with pressure sensor transmitter minimum two lined LCD display, diodes to indicate pump ready, pump running and fault and capable to communicate with other controllers following MODBUS-RTU or BACNET Class-2 protocall through RS485 port. System should be capable to compensate for frictional losses at lower flows. All alarms should be displayed in the controller. System should be equiped with dry running protection - Quantity : 1 No. ( BMS compatilble with RS 485 port) . c. Complete (Skid mounted wall mounted / floor mounted) electrical control panel comprising of all accessories such as PLCs, pressure switches, pressure transducers, control wiring and any other necessary imports etc. (list to be provided by the vendor). d. Precharged polyethelene diaphram pressure vessel (500 litre) with food grade membrane, charging connection, connected to outlet header with necessary flanges, gaskets, isolating valves, nuts/bolts etc complete. e. Set of accessories such as pressure switches, pressure transducers, inter connecting power and control cabling etc. complete. f. Accessories like pressure gauge, MS base frame (Synthetic enamel painted over a coat of primer). g. SS suction and delivery header with flanges for inlet connection, common outlet header with flanges for outlet connections as required, and inter connecting piping with flexible connections, eccentric type reducers etc. all necessary indigenous accessories as required to complete the installation. Note: Contractor to note that the suction header is required to have inlet connection from the Puddle Flange @ water tanks and to the pump suction. Provision of delivery header is required to have outlet connection from the pumps. Suitable outlet flanges from the delivery mainfold / header shall be provided as required. Pump shall be capable of delievering adequate flow at 20% increased flow & 10% reduced head. The entire set to include all items mentioned in description above from a to g. Nos. of Pumps : 2 nos (1 w+1 s) Water Flow Rate : 4 LPS each pump Head : 45 M | MR-5 | 1 | Set | 1540351.62 |  |  | Excess(+) | 1 | Full Conversion | INR | [40 empty] | 1540351.62 | 1540351.62 | INR Fifteen Lakh Forty Thousand Three Hundred & Fifty One and Paise Sixty Two Only | 1.01 | Supplying, Conveying and fixing spls. Including eart | item1 | 123.223 | Nos
7 | Hydropneumatic Pumps for Water Transfer - Supply, Installation, Testing And Commissioning Of Compact Self Contained Skid Mounted Hydropneumatic System As Follows: a. Vertical, In-Line, Multistage, centrifugal pumps with SS-304 casing and impeller and SS-316 shaft, CI base & head TEFC motor (with mechanical seal) (Vendor to submit performance curves and technical catalog of the proposed model for review & information) The pump shall be selected for performance at best efficiency point. However, the pump selection shall be suitable for performance with set point @ + 20% of the rated head. b. External Pump mounted or wall mounted microprocessor PID controller and frequency inverter integrated in a single body or as separate components with pressure sensor transmitter minimum two lined LCD display, diodes to indicate pump ready, pump running and fault and capable to communicate with other controllers following MODBUS-RTU or BACNET Class-2 protocall through RS485 port. System should be capable to compensate for frictional losses at lower flows. All alarms should be displayed in the controller. System should be equiped with dry running protection - Quantity : 1 No. ( BMS compatilble with RS 485 port) . c. Complete (Skid mounted wall mounted / floor mounted) electrical control panel comprising of all accessories such as PLCs, pressure switches, pressure transducers, control wiring and any other necessary imports etc. (list to be provided by the vendor). d. Precharged polyethelene diaphram pressure vessel (500 litre) with food grade membrane, charging connection, connected to outlet header with necessary flanges, gaskets, isolating valves, nuts/bolts etc complete. e. Set of accessories such as pressure switches, pressure transducers, inter connecting power and control cabling etc. complete. f. Accessories like pressure gauge, MS base frame (Synthetic enamel painted over a coat of primer). g. SS suction and delivery header with flanges for inlet connection, common outlet header with flanges for outlet connections as required, and inter connecting piping with flexible connections, eccentric type reducers etc. all necessary indigenous accessories as required to complete the installation. Note: Contractor to note that the suction header is required to have inlet connection from the Puddle Flange @ water tanks and to the pump suction. Provision of delivery header is required to have outlet connection from the pumps. Suitable outlet flanges from the delivery mainfold / header shall be provided as required. Pump shall be capable of delievering adequate flow at 20% increased flow & 10% reduced head. The entire set to include all items mentioned in description above from a to g. Nos. of Pumps : 2 nos (1 w+1 s) Water Flow Rate : 4 LPS each pump Head : 45 M | MR-6 | 2 | Set | 923741.88 |  |  | Excess(+) | 1 | Full Conversion | INR | [40 empty] | 1847483.76 | 1847483.76 | INR Eighteen Lakh Forty Seven Thousand Four Hundred & Eighty Three and Paise Seventy Six Only | 1.02 | Construction of chamber for 100mm sluice plates | item2 | 213 | Nos
8 | Nos. of Pumps : 2nos (1w+1s) Water Flow Rate : 3 LPS each pump Head : 45 M | MR-7 | 3 | Set | 859126.86 |  |  | Excess(+) | 1 | Full Conversion | INR | [40 empty] | 2577380.58 | 2577380.58 | INR Twenty Five Lakh Seventy Seven Thousand Three Hundred & Eighty and Paise Fifty Eight Only | 2 | Construction of chamber for 100mm sluices valve | item3 | 10 | Nos
9 | Nos. of Pumps : 2nos (1w+1s) Water Flow Rate : 2.5 LPS each pump Head : 45 M | MR-8 | 2 | Set | 798865.5 |  |  | Excess(+) | 1 | Full Conversion | INR | [40 empty] | 1597731 | 1597731 | INR Fifteen Lakh Ninety Seven Thousand Seven Hundred & Thirty One Only | 3 | Supplying, Conveying and fixing spls. Including ea | item4 | 10 | Nos
10 | Nos. of Pumps : 2nos (1w+1s) Water Flow Rate : 2.2 LPS each pump Head : 45 M | MR-9 | 2 | Set | 798865.5 |  |  | Excess(+) | 1 | Full Conversion | INR | [40 empty] | 1597731 | 1597731 | INR Fifteen Lakh Ninety Seven Thousand Seven Hundred & Thirty One Only | 1.01 | Supplying, Conveying and fixing spls. Including eart | item1 | 123.223 | Nos
11 | Nos. of Pumps : 2nos (1w+1s) Water Flow Rate : 2 LPS each pump Head : 45 M | MR-10 | 1 | Set | 744352.8 |  |  | Excess(+) | 1 | Full Conversion | INR | [40 empty] | 744352.8 | 744352.8 | INR Seven Lakh Forty Four Thousand Three Hundred & Fifty Two and Paise Eighty Only | 1.02 | Construction of chamber for 100mm sluice plates | item2 | 213 | Nos
12 | Hydropneumatic Pumps for Irrigation Water Transfer - Supply, Installation, Testing And Commissioning Of Compact Self Contained Skid Mounted Hydropneumatic System As Follows: a. Vertical, In-Line, Multistage, centrifugal pumps with SS-304 casing and impeller and SS-316 shaft, CI base & head TEFC motor (with mechanical seal) (Vendor to submit performance curves and technical catalog of the proposed model for review & information) The pump shall be selected for performance at best efficiency point. However, the pump selection shall be suitable for performance with set point @ + 20% of the rated head. b. External Pump mounted or wall mounted microprocessor PID controller and frequency inverter integrated in a single body or as separate components with pressure sensor transmitter minimum two lined LCD display, diodes to indicate pump ready, pump running and fault and capable to communicate with other controllers following MODBUS-RTU or BACNET Class-2 protocall through RS485 port. System should be capable to compensate for frictional losses at lower flows. All alarms should be displayed in the controller. System should be equiped with dry running protection - Quantity : 1 No. ( BMS compatilble with RS 485 port) . c. Complete (Skid mounted wall mounted / floor mounted) electrical control panel comprising of all accessories such as PLCs, pressure switches, pressure transducers, control wiring and any other necessary imports etc. (list to be provided by the vendor). d. Precharged polyethelene diaphram pressure vessel (500 litre) with food grade membrane, charging connection, connected to outlet header with necessary flanges, gaskets, isolating valves, nuts/bolts etc complete. e. Set of accessories such as pressure switches, pressure transducers, inter connecting power and control cabling etc. complete. f. Accessories like pressure gauge, MS base frame (Synthetic enamel painted over a coat of primer). g. SS suction and delivery header with flanges for inlet connection, common outlet header with flanges for outlet connections as required, and inter connecting piping with flexible connections, eccentric type reducers etc. all necessary indigenous accessories as required to complete the installation. Note: Contractor to note that the suction header is required to have inlet connection from the Puddle Flange @ water tanks and to the pump suction. Provision of delivery header is required to have outlet connection from the pumps. Suitable outlet flanges from the delivery mainfold / header shall be provided as required. Pump shall be capable of delievering adequate flow at 20% increased flow & 10% reduced head. Nos. of Pumps : 2nos (1w+1s) Water Flow Rate : 4 LPS each pump , Head : 30 M | MR-11 | 5 | Set | 898984.29 |  |  | Excess(+) | 1 | Full Conversion | INR | [40 empty] | 4494921.45 | 4494921.45 | INR Forty Four Lakh Ninety Four Thousand Nine Hundred & Twenty One and Paise Forty Five Only | 2 | Construction of chamber for 100mm sluices valve | item3 | 10 | Nos
13 | Submersible Centrifugal Non-clog Drainage Pump for Plant room drainage - Supply, installation, testing and commissioning of continuous duty submersible centrifugal non-clogging drainage pumps complete with SS AISI 304 impeller, CI Casing, SS Shaft, 3 phase motor with all necessary protection and mechanical seal etc. complete with all ancillaries including float type level controllers, electrical control panels fabricatd from 14 gauge CRCA sheet volt meter ammeter with selector switch, TPMCB, 5 VA CL : CTs, phase indicating lamps protected by 2 amp SP MCB, DOL starter, necessary wiring, cable alleys, earthing, interlocking, starter with Automatic float type level controller(low, mid and high level), providing of high level alarm, sequence timer, potential free contact to starter for connection to BAS, both pumps may run simultaneously at pre determind level. The pump shall be rated at premium efficiency rating of IE. The pump inclosure to be IP 68 rated and insulation class F. The item also includes sump pit lifting assembly suitable for 2 Nos. submersible drainage pumps in a sump of overall depth not more than 1.6 m, ready made electro – galvanized MS lifting chain, SS 316 pipe header complete with discharge manifold, flanges, tee, elbow etc. complete including SS 316 pipe upto the top of sump. The installation shall be complete with all necessary indigenous accessories as required to complete. (Cost to include suitable gun metal isolation valve,strainer on its suction line and gunmetal check valve and gunmetal isolation valve on its delivery line for each pump with end blind flanges as per approved shop drawings/documents and as per satisfaction of engineer in charge). Vendor to submit proposed pump model with duty curve. The first pump will operate at mid level and both pumps will operate at high level. Nos. of Pumps : 2nos (1w+1s) Water Flow Rate : 4 LPS each pump Solid handling capacity: 10-12 mm Head : 15 M | MR-12 | 1 | Each | 252512.14 |  |  | Excess(+) | 1 | Full Conversion | INR | [40 empty] | 252512.14 | 252512.14 | INR Two Lakh Fifty Two Thousand Five Hundred & Twelve and Paise Fourteen Only | 1.01 | Supplying, Conveying and fixing spls. Including eart | item1 | 123.223 | Nos
14 | Nos. of Pumps : 2nos (1w+1s) Water Flow Rate : 2 LPS each pump Solid handling capacity: 10-12 mm Head : 15 M | MR-13 | 10 | Each | 219062.56 |  |  | Excess(+) | 1 | Full Conversion | INR | [40 empty] | 2190625.6 | 2190625.6 | INR Twenty One Lakh Ninety Thousand Six Hundred & Twenty Five and Paise Sixty Only | 1.02 | Construction of chamber for 100mm sluice plates | item2 | 213 | Nos
15 | Multi Grade Filter - Supply, installation , testing & commissioning of MSEP MultiGrade Filter with SS filter complete with initial charge with pebbles, anthracite, media , connecting with multiport valve (for controlling all operations for rinsing, backwashing, service etc under automated system linked with differential pressure transmitter and differential guage), glycerine filled pressure gauge at inlet, outlet and back wash (each with isolation cock), complete as required with sand blasted inside and outside, finished with 4-6 mm thick epoxy lining reinforced and including wiring and anunciation complete as required(Thinner plate for shell and dished ends not acceptable) including SS 304 piping complete as required and all other accessories required to make the system complete as per the specifications. Filteration Rate 14000L/Sqm/Hr Test pressure 6 Kg/Sq.cm Working pressure 3.5 Kg/Sq.cm Maximum pressure 4 Kg/Sq.cm Media Depth to be minimum 200 mm coarse sand, 300mm fine sand and 300mm anthracite. Diameter- 1200 mm | MR-14 | 1 | Each | 904457.02 |  |  | Excess(+) | 1 | Full Conversion | INR | [40 empty] | 904457.02 | 904457.02 | INR Nine Lakh Four Thousand Four Hundred & Fifty Seven and Paise Two Only | 2 | Construction of chamber for 100mm sluices valve | item3 | 10 | Nos
16 | Filteration Rate 14000L/Sqm/Hr Test pressure 6 Kg/Sq.cm Working pressure 3.5 Kg/Sq.cm Maximum pressure 4 Kg/Sq.cm Media Depth to be minimum 150 mm coarse sand, 200mm fine sand and 200mm anthracite. Diameter- 600 mm | MR-15 | 5 | Each | 429233.84 |  |  | Excess(+) | 1 | Full Conversion | INR | [40 empty] | 2146169.2 | 2146169.2 | INR Twenty One Lakh Forty Six Thousand One Hundred & Sixty Nine and Paise Twenty Only | 3 | Supplying, Conveying and fixing spls. Including ea | item4 | 10 | Nos
17 | Filteration Rate 14000L/Sqm/Hr Test pressure 6 Kg/Sq.cm Working pressure 3.5 Kg/Sq.cm Maximum pressure 4 Kg/Sq.cm Media Depth to be minimum 200 mm coarse sand, 200mm fine sand and 200mm anthracite. Diameter- 800 mm | MR-16 | 2 | Each | 651515.65 |  |  | Excess(+) | 1 | Full Conversion | INR | [40 empty] | 1303031.3 | 1303031.3 | INR Thirteen Lakh Three Thousand &Thirty One and Paise Thirty Only | 1.01 | Supplying, Conveying and fixing spls. Including eart | item1 | 123.223 | Nos
18 | Filteration Rate 14000L/Sqm/Hr Test pressure 6 Kg/Sq.cm Working pressure 3.5 Kg/Sq.cm Maximum pressure 4 Kg/Sq.cm Media Depth to be minimum 100 mm coarse sand, 200mm fine sand and 200mm anthracite. Diameter- 500 mm | MR-17 | 3 | Each | 398574.28 |  |  | Excess(+) | 1 | Full Conversion | INR | [40 empty] | 1195722.84 | 1195722.84 | INR Eleven Lakh Ninety Five Thousand Seven Hundred & Twenty Two and Paise Eighty Four Only | 1.02 | Construction of chamber for 100mm sluice plates | item2 | 213 | Nos
19 | Activated Carbon Filter - Supply, installation , testing & commissioning of MSEP Activated Carbon filter complete with initial charge with pebbles, anthracite, media , connecting with multiport valve (for controlling all operations for rinsing, backwashing, service etc under automated system linked with differential pressure transmitter and differential guage), glycerine filled pressure gauge at inlet, outlet and back wash (each with isolation cock), complete as required with sand blasted inside and outside, finished with 4-6 mm thick epoxy lining reinforced and including wiring and anunciation complete as required(Thinner plate for shell and dished ends not acceptable) including SS 304 piping complete as required and all other accessories required to make the system complete as per the specifications. Filteration Rate 14000L/Sqm/Hr , Test pressure 6 Kg/Sq.cm Working pressure 3.5 Kg/Sq.cm , Maximum pressure 4 Kg/Sq.cm Media Depth to be minimum 200 mm coarse sand, 300mm fine sand and 600mm activated carbon. Diameter- 1200 mm | MR-18 | 1 | Each | 965776.14 |  |  | Excess(+) | 1 | Full Conversion | INR | [40 empty] | 965776.14 | 965776.14 | INR Nine Lakh Sixty Five Thousand Seven Hundred & Seventy Six and Paise Fourteen Only | 2 | Construction of chamber for 100mm sluices valve | item3 | 10 | Nos
20 | Filteration Rate 14000L/Sqm/Hr Test pressure 6 Kg/Sq.cm Working pressure 3.5 Kg/Sq.cm Maximum pressure 4 Kg/Sq.cm Media Depth to be minimum 150 mm coarse sand, 200mm fine sand and 500mm activated carbon. Diameter- 600 mm | MR-19 | 5 | Each | 444563.62 |  |  | Excess(+) | 1 | Full Conversion | INR | [40 empty] | 2222818.1 | 2222818.1 | INR Twenty Two Lakh Twenty Two Thousand Eight Hundred & Eighteen and Paise Ten Only | 3 | Supplying, Conveying and fixing spls. Including ea | item4 | 10 | Nos
21 | Filteration Rate 14000L/Sqm/Hr Test pressure 6 Kg/Sq.cm Working pressure 3.5 Kg/Sq.cm Maximum pressure 4 Kg/Sq.cm Media Depth to be minimum 200 mm coarse sand, 200mm fine sand and 500mm activated carbon. Diameter- 800 mm | MR-20 | 2 | Each | 674510.32 |  |  | Excess(+) | 1 | Full Conversion | INR | [40 empty] | 1349020.64 | 1349020.64 | INR Thirteen Lakh Forty Nine Thousand &Twenty and Paise Sixty Four Only | 1.01 | Supplying, Conveying and fixing spls. Including eart | item1 | 123.223 | Nos
22 | Filteration Rate 14000L/Sqm/Hr Test pressure 6 Kg/Sq.cm Working pressure 3.5 Kg/Sq.cm Maximum pressure 4 Kg/Sq.cm Media Depth to be minimum 100 mm coarse sand, 200mm fine sand and 200mm activated carbon. Diameter- 500 mm | MR-21 | 3 | Each | 413904.06 |  |  | Excess(+) | 1 | Full Conversion | INR | [40 empty] | 1241712.18 | 1241712.18 | INR Twelve Lakh Forty One Thousand Seven Hundred & Twelve and Paise Eighteen Only | 1.02 | Construction of chamber for 100mm sluice plates | item2 | 213 | Nos
23 | Providing, fixing, testing & commissioning of differential pressure transmitter for auto operation of filter backwash including control wiring upto panel and all other accessories required to make the system complete. Pressure Range: 0-10 bar Temperature : 0-85 degree celcius Output: 20 m A Supply: 24 V DC / others Turn down ratio: 1:100 / others | MR-22 | 27 | Each | 99643.57 |  |  | Excess(+) | 1 | Full Conversion | INR | [40 empty] | 2690376.39 | 2690376.39 | INR Twenty Six Lakh Ninety Thousand Three Hundred & Seventy Six and Paise Thirty Nine Only | 2 | Construction of chamber for 100mm sluices valve | item3 | 10 | Nos
24 | Supply, Installation, Testing and commissioning of DC operated stainless steel type solenoid multiport valve for auto operation of system this shall be inclusive of wiring and fixing of transformer or panel in main MCC panel for complete auto operation of system. Complete shall be rated to temperature of 85 Deg C and tested to a pressure not less than 15 Kg/Sq.cm.The installation includes all pipe fittings( valves, elbows, nipples etc.) and control circuitary ( timers, relays, wires, etc) to complete the system as required. | MR-23 | 27 | Each | 76648.9 |  |  | Excess(+) | 1 | Full Conversion | INR | [40 empty] | 2069520.3 | 2069520.3 | INR Twenty Lakh Sixty Nine Thousand Five Hundred & Twenty and Paise Thirty Only | 1.01 | Supplying, Conveying and fixing spls. Including eart | item1 | 123.223 | Nos
25 | Providing, fixing, testing & commissioning of differential pressure gauge fixed across Y-strainer at suction of transfer pump including control wiring upto panel and all other accessories required to make the system complete. The range of Diiferential pressure gauge shall be 0-10 kg/cm2. | MR-24 | 22 | Each | 22994.67 |  |  | Excess(+) | 1 | Full Conversion | INR | [40 empty] | 505882.74 | 505882.74 | INR Five Lakh Five Thousand Eight Hundred & Eighty Two and Paise Seventy Four Only | 1.02 | Construction of chamber for 100mm sluice plates | item2 | 213 | Nos
26 | Supplying, installing, testing and commissioning of chlorine dosing system consisting of one HDPE tank of 200 litres capacity with a positive displacement diphragm dosing pump having variable flowrate. The motor shall be suitable for operation at 240 V/Single phase/50 Hz. Supply. The pump shall be supplied complete with necessary agitator, polypropylene piping, valves, strainers, low level switch(Range 0-600mm) and injection fittings. The pump shall be speed & stroke control. (Pump to be with one working and one stand by assembly). Flow rate : 0-12 lph | MR-25 | 2 | Each | 122638.24 |  |  | Excess(+) | 1 | Full Conversion | INR | [40 empty] | 245276.48 | 245276.48 | INR Two Lakh Forty Five Thousand Two Hundred & Seventy Six and Paise Forty Eight Only | 2 | Construction of chamber for 100mm sluices valve | item3 | 10 | Nos
27 | Flow rate : 0-6 lph | MR-26 | 10 | Each | 76648.9 |  |  | Excess(+) | 1 | Full Conversion | INR | [40 empty] | 766489 | 766489 | INR Seven Lakh Sixty Six Thousand Four Hundred & Eighty Nine Only | 3 | Supplying, Conveying and fixing spls. Including ea | item4 | 10 | Nos
28 | Supplying, installing, testing and commissioning of Ph correction dosing system linked with ph monitoring device consisting of one HDPE tank of 200 litres capacity with a positive displacement diphragm dosing pump having variable flowrate of 0-10 lph. The motor shall be suitable for operation at 240 V/Single phase/50 Hz. Supply. The pump shall be supplied complete with necessary agitator, polypropylene piping, valves, strainers, low level switch(Range 0-600mm) and injection fittings. The pump shall be speed & stroke control. (Pump to be with one working and one stand by assembly) Flow rate : 0-10 lph | MR-27 | 2 | Each | 122638.24 |  |  | Excess(+) | 1 | Full Conversion | INR | [40 empty] | 245276.48 | 245276.48 | INR Two Lakh Forty Five Thousand Two Hundred & Seventy Six and Paise Forty Eight Only | 1.01 | Supplying, Conveying and fixing spls. Including eart | item1 | 123.223 | Nos
29 | Flow rate : 0-6 lph | MR-28 | 10 | Each | 76648.9 |  |  | Excess(+) | 1 | Full Conversion | INR | [40 empty] | 766489 | 766489 | INR Seven Lakh Sixty Six Thousand Four Hundred & Eighty Nine Only | 1.02 | Construction of chamber for 100mm sluice plates | item2 | 213 | Nos
30 | Supply, Installation, Testing & Commisioning of Reverse Osmosis unit of following capacity to treat the raw water having TDS 1200 ppm and reducing TDS to 100ppm and hardness less than 50 ppm or as per WHO standards. The operating voltage to 230 volt AC +/- 10%. Potable water system components shall comply with Safe Drinking Water Act Amendments, the 1988 Lead Contamination Control Act and shall be to ANSI/NSF 61 Section 9. Contractor shall require to submit test report post installtion of RO plant and cost shall be inclusive of 15 days training to engineer incharge. 1. Pre and Post treatment Dosing System (each consisting of one HDPE tank of 200 litres capacity with a positive displacement diphragm dosing speed & stroke control pump (1W + 1S) having variable flowrate of 0-6 lph. The motor shall be suitable for operation at 240 V/Single phase/50 Hz. Supply. The pump shall be supplied complete with necessary agitator, polypropylene piping, valves, strainers, low level switch(Range 0-600mm) and injection fittings.): a) Biocide dosing system for pre and Hypochlorite and soda ash post dosing and dosage rate 2-3 mg/l. b) Anti scalant dosing system for dosing downstream of MGF and ACF and dosage rate 5 mg/l. c) Acid dosing system in inlet of RO membrane and dosage rate 2 mg/l. d) SMBS dosing system for dechlorination at the inlet of RO membrane and dosage rate 5-10 mg/l. e) PH Correction Dosing system(NaOH) for maintaining the ph to drinking water standard. Dosage required will be 2 mg/l and shall be monitored and controlled in conjugation with the monitoring device. 2. Reverse Osmosis System: a) High Pressure Pump(1W+1S): Vertical centrifugal Pump with low pressure switch for smooth operation, dry run protection of adequate capacity and head with SS AISI 316 stage casing, AISI SS 316 impellors, SS Suction chamber, SS 316 Pump shaft, steel base plate, carbon mechanical shaft seal and suction and discharge casing as per IEC standards, connected to TEFC Ventilated induction motor of 2 pole, 2900 RPM, suitable for 400/440 Volts, 3 phase, 50 Hz A.C. supply with glycerin filled pressure gauge , vibration elimination pads, dry run protection etc. complete with base and frame, nuts and bolts. The pump should be rated at the premium efficiency rating of IE. The pump inclosure to be minimum IP 54 rated and insulation class to be F. b) Reverse Osmosis Block comprising of micron filter and membrane encased inside pressure vessels. the membrane to be thin film composite in spiral wound construction and shall be in suitable numbers for the rated capacity of the RO Unit. Membrane material to be TFC Polyamide.RO Housing to FRP material with pressure rating of 250 psi. The treatment station to be PLC based fully automated system. The item includes all necessary instruements like level indicators switches, solenoid valve at blending line, control cables etc to complete the system. a) 3000 LPH | MR-29 | 2 | Each | 3065956 |  |  | Excess(+) | 1 | Full Conversion | INR | [40 empty] | 6131912 | 6131912 | INR Sixty One Lakh Thirty One Thousand Nine Hundred & Twelve Only | 2 | Construction of chamber for 100mm sluices valve | item3 | 10 | Nos
31 | b) 2000 LPH | MR-30 | 3 | Each | 2759360.4 |  |  | Excess(+) | 1 | Full Conversion | INR | [40 empty] | 8278081.2 | 8278081.2 | INR Eighty Two Lakh Seventy Eight Thousand &Eighty One and Paise Twenty Only | 3 | Supplying, Conveying and fixing spls. Including ea | item4 | 10 | Nos
32 | Supplying, installing, testing and commissioning of Electronic ozonator 100-120 gram/hr. discharge capacity, completely in SS with electronic power supply invertor with latest ozone technology to generate high capacity ozone with minimum power consumption and minimum break down. The system to be with SS 316 electro polished ozone cell, SS 316 electro polished ozone injector(ejector) with SS 316 Non return valve, silicon / teflon tubing 1/4" x 5 meter. All contact parts to be either in SS 316 electro polished or teflon. | MR-31 | 6 | Each | 1532978 |  |  | Excess(+) | 1 | Full Conversion | INR | [40 empty] | 9197868 | 9197868 | INR Ninety One Lakh Ninety Seven Thousand Eight Hundred & Sixty Eight Only | 1.01 | Supplying, Conveying and fixing spls. Including eart | item1 | 123.223 | Nos
33 | Supply, installation, testing and commissioning of the UV unit of required flow rate consisting of reactor, cabinet housing, cabinet cooling, treatment chamber, electrical panel, temperature safety control, lampout alert, UV radiometer along with UV monitoring system and UV monitoring readout panel (Intensity monitor required which shows the life cycle remaining since commissioning, Lamp replacement indicator, lamp failure indicator etc.). The UV Dosage should be > 30,000 uW – Sec / sq.cm. The lamps should be selected based upon the flow requirement of respective unit. The unit shall be complete with temperature safety control, lamp out alert circuit & UV radiometer with 4 – 20 mA output and auto cleaning feature. The treatment chamber shall be SS 316. a) 40000 LPH | MR-32 | 1 | Each | 1226382.4 |  |  | Excess(+) | 1 | Full Conversion | INR | [40 empty] | 1226382.4 | 1226382.4 | INR Twelve Lakh Twenty Six Thousand Three Hundred & Eighty Two and Paise Forty Only | 1.02 | Construction of chamber for 100mm sluice plates | item2 | 213 | Nos
34 | b) 10000 LPH | MR-33 | 2 | Each | 383244.5 |  |  | Excess(+) | 1 | Full Conversion | INR | [40 empty] | 766489 | 766489 | INR Seven Lakh Sixty Six Thousand Four Hundred & Eighty Nine Only | 2 | Construction of chamber for 100mm sluices valve | item3 | 10 | Nos
35 | c) 7500 LPH | MR-34 | 2 | Each | 248342.44 |  |  | Excess(+) | 1 | Full Conversion | INR | [40 empty] | 496684.88 | 496684.88 | INR Four Lakh Ninety Six Thousand Six Hundred & Eighty Four and Paise Eighty Eight Only | 1.01 | Supplying, Conveying and fixing spls. Including eart | item1 | 123.223 | Nos
36 | d) 5000 LPH | MR-35 | 1 | Each | 234698.93 |  |  | Excess(+) | 1 | Full Conversion | INR | [40 empty] | 234698.93 | 234698.93 | INR Two Lakh Thirty Four Thousand Six Hundred & Ninety Eight and Paise Ninety Three Only | 1.02 | Construction of chamber for 100mm sluice plates | item2 | 213 | Nos
37 | e) 3000 LPH | MR-36 | 3 | Each | 197907.46 |  |  | Excess(+) | 1 | Full Conversion | INR | [40 empty] | 593722.38 | 593722.38 | INR Five Lakh Ninety Three Thousand Seven Hundred & Twenty Two and Paise Thirty Eight Only | 2 | Construction of chamber for 100mm sluices valve | item3 | 10 | Nos
38 | f) 2000 LPH | MR-37 | 2 | Each | 197907.46 |  |  | Excess(+) | 1 | Full Conversion | INR | [40 empty] | 395814.92 | 395814.92 | INR Three Lakh Ninety Five Thousand Eight Hundred & Fourteen and Paise Ninety Two Only | 3 | Supplying, Conveying and fixing spls. Including ea | item4 | 10 | Nos
39 | Providing & fixing on line turbine type flow meter of following sizes with preamplifier & microprocessor based electronic flow meter mounted in plumbing plant room electrical control panel with the following features. Monitoring the total flow, Flow rate, high low arm batching and blending etc. Including electrical wiring from preamplifier to microprocessor based flow meter. Complete with all type of Plumbing & Electrical connections, accessories, wiring, conduits & supports complete with all respect. The signal from read out shall be 4-20 m.amps to be received on BAS. Flow Rate Range : upto 1000 LPM Temperature Range : upto 85 degree celcius. Pressure Range : upto 50 bar Material of construction: Stainless steel IP Rating: IP 67 for transmitter and IP 68 for senser. Accuracy : 1 % on positive and negative side. 50 mm diameter | MR-38 | 10 | Each | 76648.9 |  |  | Excess(+) | 1 | Full Conversion | INR | [40 empty] | 766489 | 766489 | INR Seven Lakh Sixty Six Thousand Four Hundred & Eighty Nine Only | 1.01 | Supplying, Conveying and fixing spls. Including eart | item1 | 123.223 | Nos
40 | 65 mm diameter | MR-39 | 10 | Each | 114973.35 |  |  | Excess(+) | 1 | Full Conversion | INR | [40 empty] | 1149733.5 | 1149733.5 | INR Eleven Lakh Forty Nine Thousand Seven Hundred & Thirty Three and Paise Fifty Only | 1.02 | Construction of chamber for 100mm sluice plates | item2 | 213 | Nos
41 | 80 mm diameter | MR-40 | 5 | Each | 229946.7 |  |  | Excess(+) | 1 | Full Conversion | INR | [40 empty] | 1149733.5 | 1149733.5 | INR Eleven Lakh Forty Nine Thousand Seven Hundred & Thirty Three and Paise Fifty Only | 2 | Construction of chamber for 100mm sluices valve | item3 | 10 | Nos
42 | Providing & fixing on line turbine type flow meter with preamplifier & microprocessor based electronic flow meter mounted in plumbing plant room electrical control panel with the following features. Monitoring the total flow, Flow rate, high low arm batching and blending etc. Including electrical wiring from preamplifier to microprocessor based flow meter. Complete with all type of Plumbing & Electrical connections, accessories, wiring, conduits & supports complete with all respect. The signal from read out shall be 4-20 m.amps to be received on BAS. Flow Rate Range : upto 2000 LPM Temperature Range : upto 85 degree celcius. Pressure Range : upto 50 bar Material of construction: Stainless steel IP Rating: IP 67 for transmitter and IP 68 for senser. Accuracy : 1 % on positive and negative side. 80 mm diameter | MR-41 | 1 | Each | 153297.8 |  |  | Excess(+) | 1 | Full Conversion | INR | [40 empty] | 153297.8 | 153297.8 | INR One Lakh Fifty Three Thousand Two Hundred & Ninety Seven and Paise Eighty Only | 3 | Supplying, Conveying and fixing spls. Including ea | item4 | 10 | Nos
43 | 150 mm diameter | MR-42 | 1 | Each | 306595.6 |  |  | Excess(+) | 1 | Full Conversion | INR | [40 empty] | 306595.6 | 306595.6 | INR Three Lakh Six Thousand Five Hundred & Ninety Five and Paise Sixty Only | 1.01 | Supplying, Conveying and fixing spls. Including eart | item1 | 123.223 | Nos
44 | Supplying, Installation, Testing and Commisioning of Water level indicators cum controllers of Stainless Steel Probe with Digital display panel for installation on storage tanks, and capable of providing 4 to 20 mA analog signal compatible with PLC signal inputs ( probe should be provided with 20m cable with no connection joints in single run) and complete as per working requirements . All analog output from probe should be indicated in digital output panel placed in MCC panel and wiring should be done for interlocking , auto start / stop of pump complete as per specifications and as required. Including annunciation and indication panel with interlocking arrangement complete in accordance to specification with level indicator (for incoming line to raw tank and filter feed line to dom. tank , : High / Low Level Controller) etc with control cabling from field to MCC as required. Vender needs to submit IO summary prior to finalization for approval. | MR-43 | 37 | Each | 38324.45 |  |  | Excess(+) | 1 | Full Conversion | INR | [40 empty] | 1418004.65 | 1418004.65 | INR Fourteen Lakh Eighteen Thousand &Four and Paise Sixty Five Only | 1.02 | Construction of chamber for 100mm sluice plates | item2 | 213 | Nos
45 | Supplying, Installation, Testing and Commisioning of online TDS meter suitable for fixing at domestic water treatment station for online monitoring of water quality at inlet and oulet, equipment shall be provided with Built-in non-volatile memory,local display, Automatic Temperature, Compensation, Password Protected, IP - 67 rating, measuring following range , including cable termination for controlling and alarming complete as per specifications ( cost of cabling and end termination shall be paid under relevant subhead) The device to be BMS compatible with relevant port for controlled operation form the main controlling panel of the plant room. 0 to 3000 ppm | MR-44 | 2 | Each | 306595.6 |  |  | Excess(+) | 1 | Full Conversion | INR | [40 empty] | 613191.2 | 613191.2 | INR Six Lakh Thirteen Thousand One Hundred & Ninety One and Paise Twenty Only | 2 | Construction of chamber for 100mm sluices valve | item3 | 10 | Nos
46 | 0 to 1000 ppm | MR-45 | 20 | Each | 153297.8 |  |  | Excess(+) | 1 | Full Conversion | INR | [40 empty] | 3065956 | 3065956 | INR Thirty Lakh Sixty Five Thousand Nine Hundred & Fifty Six Only | 1.01 | Supplying, Conveying and fixing spls. Including eart | item1 | 123.223 | Nos
47 | Supplying, Installation, Testing and Commisioning of online Ph meter suitable for fixing at domestic water treatment station for online monitoring of water ph level at outlet of treatment station, equipment shall be provided with Built-in non-volatile memory,local display, Automatic Temperature, Compensation, Password Protected, IP - 67 rating, measuring range 2 to 12 ph , including cable termination for controlling and alarming complete as per specifications ( cost of cabling and end termination shall be paid under relevant subhead). The meter to be set at a range of 6.5 to 8 ph level with automatic linkage with the ph correction dosing system to control ph level. The device to be capable of raising an alarm when ph reduces below 6.5 and increases beyond 8.5. The device to be BMS compatible with relevant port for controlled operation form the main controlling panel of the plant room. | MR-46 | 22 | Each | 153297.8 |  |  | Excess(+) | 1 | Full Conversion | INR | [40 empty] | 3372551.6 | 3372551.6 | INR Thirty Three Lakh Seventy Two Thousand Five Hundred & Fifty One and Paise Sixty Only | 1.02 | Construction of chamber for 100mm sluice plates | item2 | 213 | Nos
48 | Supplying, Installation, Testing and Commisioning of active and free chlorine meter to be linked with SMBS dosing system for analysis of active chlorine(HOCL) or total free chlorine(HOCl + CIO-) comprising of transmitter, cable (10 mtr.), probe and flow through cell, PE Tubing drain etc complete in all respect suitable to work at 240 V AC, 50/60 Hz, measuring range 0.5 mg/l free chlorine, detection range < 10 ppb HOCl and 20 ppb free chlorine, response time < 90 seconds, Temperature range 0-45 oC with 20 mA isolated analog output, 4 dry contacts NO/NC(250VAC, 3A / 30VDC, 0.5A ohmic load max. ) for high/low limits(programmable delay and hysteresis),system alarm with manual or automatic acknoledgement,timer programmable frequency and sequence). The transmitter to IP 65 rated. The electrodes to be silver anode and measuring cell to be PVC. | MR-47 | 6 | Each | 306595.6 |  |  | Excess(+) | 1 | Full Conversion | INR | [40 empty] | 1839573.6 | 1839573.6 | INR Eighteen Lakh Thirty Nine Thousand Five Hundred & Seventy Three and Paise Sixty Only | 2 | Construction of chamber for 100mm sluices valve | item3 | 10 | Nos
49 | Supplying, Installation, Testing and Commisioning of following diameter electronic water meter with direct reading dial in KL with all internal parts in gunmetal or brass, flanged distance piece for easy removal in future, 100mm dia strainer, 100mm dia Bourden type gylecerin filled pressure gauge and isolation cock complete in all respects. 65 mm dia water meter with 80 mm dia strainer & 100 dia bourden type gylecerin filled pressure gauge | MR-48 | 10 | Each | 53654.23 |  |  | Excess(+) | 1 | Full Conversion | INR | [40 empty] | 536542.3 | 536542.3 | INR Five Lakh Thirty Six Thousand Five Hundred & Forty Two and Paise Thirty Only | 3 | Supplying, Conveying and fixing spls. Including ea | item4 | 10 | Nos
50 | 80 mm dia water meter with 100 mm dia strainer & 100 dia bourden type gylecerin filled pressure gauge | MR-49 | 5 | Each | 68984.01 |  |  | Excess(+) | 1 | Full Conversion | INR | [40 empty] | 344920.05 | 344920.05 | INR Three Lakh Forty Four Thousand Nine Hundred & Twenty and Paise Five Only | 1.01 | Supplying, Conveying and fixing spls. Including eart | item1 | 123.223 | Nos
51 | 150 mm dia water meter with 100 mm dia strainer & 100 dia bourden type gylecerin filled pressure gauge | MR-50 | 1 | Each | 114973.35 |  |  | Excess(+) | 1 | Full Conversion | INR | [40 empty] | 114973.35 | 114973.35 | INR One Lakh Fourteen Thousand Nine Hundred & Seventy Three and Paise Thirty Five Only | 1.02 | Construction of chamber for 100mm sluice plates | item2 | 213 | Nos
52 | Supplying, Installation, Testing and Commisioning of tanker inlet connection complete with of 150 mm diameter GI inlet piping, hose inlet connection, MS Cabinet enclosure (epoxy painted after fabrication), pad locking arrangement, inlet flexiblehose complete with all necessary arrangement. | MR-51 | 22 | Each | 35395.45 |  |  | Excess(+) | 1 | Full Conversion | INR | [40 empty] | 778699.9 | 778699.9 | INR Seven Lakh Seventy Eight Thousand Six Hundred & Ninety Nine and Paise Ninety Only | 2 | Construction of chamber for 100mm sluices valve | item3 | 10 | Nos
53 | Supply, installation , testing & commissioning of 150 mm diameter mosquito proof brass overflow grating for underground/overhead water tanks. | MR-52 | 32 | Each | 7079.09 |  |  | Excess(+) | 1 | Full Conversion | INR | [40 empty] | 226530.88 | 226530.88 | INR Two Lakh Twenty Six Thousand Five Hundred & Thirty and Paise Eighty Eight Only | 3 | Supplying, Conveying and fixing spls. Including ea | item4 | 10 | Nos
54 | Supply, installation , testing & commissioning of 150 mm diameter insect vermin -proof coupling to vent pipes of underground tank/overhead tank with threaded or flanged joints, including M.S. flanges, nuts, bolts, 3mm thick rubber insertions complete. | MR-53 | 32 | Each | 11326.54 |  |  | Excess(+) | 1 | Full Conversion | INR | [40 empty] | 362449.28 | 362449.28 | INR Three Lakh Sixty Two Thousand Four Hundred & Forty Nine and Paise Twenty Eight Only | 1.01 | Supplying, Conveying and fixing spls. Including eart | item1 | 123.223 | Nos
55 | Supply, installation , testing & commissioning of suitable flexible neoprene rubber expansion joint, single arch with integral rubber flanges with SRR drilled as per BS-10, Table-D, complete. 50mm dia | MR-54 | 20 | Each | 5365.42 |  |  | Excess(+) | 1 | Full Conversion | INR | [40 empty] | 107308.4 | 107308.4 | INR One Lakh Seven Thousand Three Hundred & Eight and Paise Forty Only | 1.02 | Construction of chamber for 100mm sluice plates | item2 | 213 | Nos
56 | 65mm dia | MR-55 | 30 | Each | 6898.4 |  |  | Excess(+) | 1 | Full Conversion | INR | [40 empty] | 206952 | 206952 | INR Two Lakh Six Thousand Nine Hundred & Fifty Two Only | 2 | Construction of chamber for 100mm sluices valve | item3 | 10 | Nos
57 | 80mm dia | MR-56 | 22 | Each | 8891.27 |  |  | Excess(+) | 1 | Full Conversion | INR | [40 empty] | 195607.94 | 195607.94 | INR One Lakh Ninety Five Thousand Six Hundred & Seven and Paise Ninety Four Only | 1.01 | Supplying, Conveying and fixing spls. Including eart | item1 | 123.223 | Nos
58 | 100mm dia | MR-57 | 10 | Each | 9964.36 |  |  | Excess(+) | 1 | Full Conversion | INR | [40 empty] | 99643.6 | 99643.6 | INR Ninety Nine Thousand Six Hundred & Forty Three and Paise Sixty Only | 1.02 | Construction of chamber for 100mm sluice plates | item2 | 213 | Nos
59 | 150mm dia | MR-58 | 2 | Each | 13030.31 |  |  | Excess(+) | 1 | Full Conversion | INR | [40 empty] | 26060.62 | 26060.62 | INR Twenty Six Thousand &Sixty and Paise Sixty Two Only | 2 | Construction of chamber for 100mm sluices valve | item3 | 10 | Nos
60 | Domestic water supply ( Plant room suction & delivery headers) -Providing, fixing, jointing and testing in position the following SCH 40/80 PVC pipe confirming to ASTM D -1785 and fittings as per ASTM D-2466/2467 whichever would be applicable as per pipes grade, cut to required lengths including all necessary fittings such as bends, tees, unions, reducers, flanges & plugs, expansion bellows etc. Threading, jointing, and making proper connections. Cutting hole in wall / floor / slab and making good the same. Cost shall be inclusive of supports for fixing of pipes complete as per specifications. Pipes and fittings upto 50mm dia shall be of Sch40 and higher dia pipes i.e. from 65mm dia to 200mm dia shall be of Sch 80. 15 mm dia nominal bore | MR-59 | 162 | Metre | 283.17 |  |  | Excess(+) | 1 | Full Conversion | INR | [40 empty] | 45873.54 | 45873.54 | INR Forty Five Thousand Eight Hundred & Seventy Three and Paise Fifty Four Only | 3 | Supplying, Conveying and fixing spls. Including ea | item4 | 10 | Nos
61 | 20 mm dia nominal bore | MR-60 | 130 | Metre | 330.03 |  |  | Excess(+) | 1 | Full Conversion | INR | [40 empty] | 42903.9 | 42903.9 | INR Forty Two Thousand Nine Hundred & Three and Paise Ninety Only | 1.01 | Supplying, Conveying and fixing spls. Including eart | item1 | 123.223 | Nos
62 | 25 mm dia nominal bore | MR-61 | 218 | Metre | 374.64 |  |  | Excess(+) | 1 | Full Conversion | INR | [40 empty] | 81671.52 | 81671.52 | INR Eighty One Thousand Six Hundred & Seventy One and Paise Fifty Two Only | 1.02 | Construction of chamber for 100mm sluice plates | item2 | 213 | Nos
63 | 32 mm dia nominal bore | MR-62 | 470 | Metre | 467.18 |  |  | Excess(+) | 1 | Full Conversion | INR | [40 empty] | 219574.6 | 219574.6 | INR Two Lakh Nineteen Thousand Five Hundred & Seventy Four and Paise Sixty Only | 2 | Construction of chamber for 100mm sluices valve | item3 | 10 | Nos
64 | 40 mm dia nominal bore | MR-63 | 235 | Metre | 565.12 |  |  | Excess(+) | 1 | Full Conversion | INR | [40 empty] | 132803.2 | 132803.2 | INR One Lakh Thirty Two Thousand Eight Hundred & Three and Paise Twenty Only | 3 | Supplying, Conveying and fixing spls. Including ea | item4 | 10 | Nos
65 | 50 mm dia nominal bore | MR-64 | 620 | Metre | 709.72 |  |  | Excess(+) | 1 | Full Conversion | INR | [40 empty] | 440026.4 | 440026.4 | INR Four Lakh Forty Thousand &Twenty Six and Paise Forty Only | 1.01 | Supplying, Conveying and fixing spls. Including eart | item1 | 123.223 | Nos
66 | 65 mm dia nominal bore | MR-65 | 240 | Metre | 916 |  |  | Excess(+) | 1 | Full Conversion | INR | [40 empty] | 219840 | 219840 | INR Two Lakh Nineteen Thousand Eight Hundred & Forty Only | 1.02 | Construction of chamber for 100mm sluice plates | item2 | 213 | Nos
67 | 80 mm dia nominal bore | MR-66 | 280 | Metre | 1085.21 |  |  | Excess(+) | 1 | Full Conversion | INR | [40 empty] | 303858.8 | 303858.8 | INR Three Lakh Three Thousand Eight Hundred & Fifty Eight and Paise Eighty Only | 2 | Construction of chamber for 100mm sluices valve | item3 | 10 | Nos
68 | 100 mm dia nominal bore | MR-67 | 195 | Metre | 1472.87 |  |  | Excess(+) | 1 | Full Conversion | INR | [40 empty] | 287209.65 | 287209.65 | INR Two Lakh Eighty Seven Thousand Two Hundred & Nine and Paise Sixty Five Only | 1.01 | Supplying, Conveying and fixing spls. Including eart | item1 | 123.223 | Nos
69 | 150 mm dia nominal bore | MR-68 | 185 | Metre | 2098.96 |  |  | Excess(+) | 1 | Full Conversion | INR | [40 empty] | 388307.6 | 388307.6 | INR Three Lakh Eighty Eight Thousand Three Hundred & Seven and Paise Sixty Only | 1.02 | Construction of chamber for 100mm sluice plates | item2 | 213 | Nos
70 | Supply, installation , testing & commissioning of male/ female screwed end full way lever operated forged brass ball valve(PN 16) of brass body with forged brass ball & teflon seat tested to a pressure 24 Kg / sqcm with threaded joints complete as required. 20 mm nominal bore | MR-69 | 170 | Each | 2396.04 |  |  | Excess(+) | 1 | Full Conversion | INR | [40 empty] | 407326.8 | 407326.8 | INR Four Lakh Seven Thousand Three Hundred & Twenty Six and Paise Eighty Only | 2 | Construction of chamber for 100mm sluices valve | item3 | 10 | Nos
71 | 25 mm nominal bore | MR-70 | 160 | Each | 3041.43 |  |  | Excess(+) | 1 | Full Conversion | INR | [40 empty] | 486628.8 | 486628.8 | INR Four Lakh Eighty Six Thousand Six Hundred & Twenty Eight and Paise Eighty Only | 3 | Supplying, Conveying and fixing spls. Including ea | item4 | 10 | Nos
72 | 32 mm nominal bore. | MR-71 | 105 | Each | 4157.44 |  |  | Excess(+) | 1 | Full Conversion | INR | [40 empty] | 436531.2 | 436531.2 | INR Four Lakh Thirty Six Thousand Five Hundred & Thirty One and Paise Twenty Only | 1.01 | Supplying, Conveying and fixing spls. Including eart | item1 | 123.223 | Nos
73 | 40 mm nominal bore | MR-72 | 52 | Each | 5419.08 |  |  | Excess(+) | 1 | Full Conversion | INR | [40 empty] | 281792.16 | 281792.16 | INR Two Lakh Eighty One Thousand Seven Hundred & Ninety Two and Paise Sixteen Only | 1.02 | Construction of chamber for 100mm sluice plates | item2 | 213 | Nos
74 | 50 mm nominal bore | MR-73 | 198 | Each | 8328.67 |  |  | Excess(+) | 1 | Full Conversion | INR | [40 empty] | 1649076.66 | 1649076.66 | INR Sixteen Lakh Forty Nine Thousand &Seventy Six and Paise Sixty Six Only | 2 | Construction of chamber for 100mm sluices valve | item3 | 10 | Nos
75 | Supply, Installation, Testing and commissioning of slim seal type PN 16 C.I. Butterfly valve confirming to IS 13592 (Body : Grey Cast Iron, shaft : SS, Disc : SG Iron (Rilson coated), Liner : HT - EPDM) of approved make with PN 16 rating flange dimensions shall be confirming to IS 6392, washer, nuts & bolts. Rated to temperature of 85 Deg C and tested to a pressure not less than 24 Kg/Sq.cm. 65 mm nominal bore | MR-74 | 135 | Each | 2953.97 |  |  | Excess(+) | 1 | Full Conversion | INR | [40 empty] | 398785.95 | 398785.95 | INR Three Lakh Ninety Eight Thousand Seven Hundred & Eighty Five and Paise Ninety Five Only | 3 | Supplying, Conveying and fixing spls. Including ea | item4 | 10 | Nos
76 | 80 mm nominal bore | MR-75 | 70 | Each | 3429.58 |  |  | Excess(+) | 1 | Full Conversion | INR | [40 empty] | 240070.6 | 240070.6 | INR Two Lakh Forty Thousand &Seventy and Paise Sixty Only | 1.01 | Supplying, Conveying and fixing spls. Including eart | item1 | 123.223 | Nos
77 | 100 mm nominal bore | MR-76 | 60 | Each | 4184.03 |  |  | Excess(+) | 1 | Full Conversion | INR | [40 empty] | 251041.8 | 251041.8 | INR Two Lakh Fifty One Thousand &Forty One and Paise Eighty Only | 1.02 | Construction of chamber for 100mm sluice plates | item2 | 213 | Nos
78 | 150 mm nominal bore | MR-77 | 52 | Each | 7079.37 |  |  | Excess(+) | 1 | Full Conversion | INR | [40 empty] | 368127.24 | 368127.24 | INR Three Lakh Sixty Eight Thousand One Hundred & Twenty Seven and Paise Twenty Four Only | 2 | Construction of chamber for 100mm sluices valve | item3 | 10 | Nos
79 | Supply, installation , testing & commissioning of PN 16 dual plate check valve with CI Body, CS Disc, stainless steel stop pin, hing pin and spring and EPDM seal of approved quality (screwed end) including union, nipple, fixing on pipe complete as required and tested to a pressure not less than 24 Kg/Sq.cm. 50 mm nominal bore | MR-78 | 20 | Each | 2175.3 |  |  | Excess(+) | 1 | Full Conversion | INR | [40 empty] | 43506 | 43506 | INR Forty Three Thousand Five Hundred & Six Only | 1.01 | Supplying, Conveying and fixing spls. Including eart | item1 | 123.223 | Nos
80 | 65 mm nominal bore | MR-79 | 20 | Each | 2419.04 |  |  | Excess(+) | 1 | Full Conversion | INR | [40 empty] | 48380.8 | 48380.8 | INR Forty Eight Thousand Three Hundred & Eighty and Paise Eighty Only | 1.02 | Construction of chamber for 100mm sluice plates | item2 | 213 | Nos
81 | 80 mm nominal bore | MR-80 | 12 | Each | 3179.4 |  |  | Excess(+) | 1 | Full Conversion | INR | [40 empty] | 38152.8 | 38152.8 | INR Thirty Eight Thousand One Hundred & Fifty Two and Paise Eighty Only | 2 | Construction of chamber for 100mm sluices valve | item3 | 10 | Nos
82 | 100 mm nominal bore | MR-81 | 2 | Each | 4775.23 |  |  | Excess(+) | 1 | Full Conversion | INR | [40 empty] | 9550.46 | 9550.46 | INR Nine Thousand Five Hundred & Fifty and Paise Forty Six Only | 3 | Supplying, Conveying and fixing spls. Including ea | item4 | 10 | Nos
83 | 150 mm nominal bore | MR-82 | 2 | Each | 8255.09 |  |  | Excess(+) | 1 | Full Conversion | INR | [40 empty] | 16510.18 | 16510.18 | INR Sixteen Thousand Five Hundred & Ten and Paise Eighteen Only | 1.01 | Supplying, Conveying and fixing spls. Including eart | item1 | 123.223 | Nos
84 | Providing, fixing, testing and commissioning of CI `Y' strainer for pressure of 16 kg / sq.cm with bronze perforated sheet basket including rubber gasket, flanges ( test pressure of 24 kg / sqcm), nuts, bolts and washers, panting of the same complete as required and suitable for system pressure. 100 mm dia | MR-83 | 5 | Each | 21708.5 |  |  | Excess(+) | 1 | Full Conversion | INR | [40 empty] | 108542.5 | 108542.5 | INR One Lakh Eight Thousand Five Hundred & Forty Two and Paise Fifty Only | 1.02 | Construction of chamber for 100mm sluice plates | item2 | 213 | Nos
85 | 150 mm dia | MR-84 | 15 | Each | 39733.26 |  |  | Excess(+) | 1 | Full Conversion | INR | [40 empty] | 595998.9 | 595998.9 | INR Five Lakh Ninety Five Thousand Nine Hundred & Ninety Eight and Paise Ninety Only | 2 | Construction of chamber for 100mm sluices valve | item3 | 10 | Nos
86 | 200 mm dia | MR-85 | 2 | Each | 70579.84 |  |  | Excess(+) | 1 | Full Conversion | INR | [40 empty] | 141159.68 | 141159.68 | INR One Lakh Forty One Thousand One Hundred & Fifty Nine and Paise Sixty Eight Only | 3 | Supplying, Conveying and fixing spls. Including ea | item4 | 10 | Nos
87 | Supply, installation , testing & commissioning of 3000 litre capacity SS water tank for drinking water storage , tank shall be provided with Inner layer SS316 + Outer Layer SS 304 of specified thickness, tank should be provided with inlet, outlet and vent/overflow connection, 50mm Puf Insulation , manhole cover 450mm dia, Inlet connection of water tank shall be of 25mm nominal bore, overflow/vent - 25mm nominal bore and outlet connection at bottom of tank of 40mm nominal bore. Cost of tank shall be inclusive of Angle stiffeners,stand leg, SS flanges connecting from water treatment facility and distribution system complete as per approved specifications. ( contractor shall provide drawing to civil contractor for tank foundation) ( Thickness of inner layer 0.8mm & outer layer .6mm) | MR-86 | 5 | Each | 352713.82 |  |  | Excess(+) | 1 | Full Conversion | INR | [40 empty] | 1763569.1 | 1763569.1 | INR Seventeen Lakh Sixty Three Thousand Five Hundred & Sixty Nine and Paise Ten Only | 1.01 | Supplying, Conveying and fixing spls. Including eart | item1 | 123.223 | Nos
88 | Excavating trenches of required width for pipes, cables, etc including excavation for sockets, and dressing of sides, ramming of bottoms, depth upto 1.5 m, including getting out the excavated soil, and then returning the soil as required, in layers not exceeding 20 cm in depth, including consolidating each deposited layer by ramming, watering, etc. and disposing of surplus excavated soil as directed, within a lead of 50 m : Pipes, cables etc. exceeding 80 mm dia but not exceeding 300 mm dia. | 2.10.1.2 | 55 | Metre | 271.92 |  |  | Excess(+) | 1 | Full Conversion | INR | [40 empty] | 14955.6 | 14955.6 | INR Fourteen Thousand Nine Hundred & Fifty Five and Paise Sixty Only | 1.02 | Construction of chamber for 100mm sluice plates | item2 | 213 | Nos
89 | Earth work in excavation by mechanical means (Hydraulic excavator)/manual means over areas (exceeding 30 cm in depth, 1.5 m in width as well as 10 sqm on plan) including getting out and disposal of excavated earth lead upto 50 m and lift upto 1.5 m, as directed by Engineer-in-charge.All kinds of soil | 2.6.1 | 7.04 | cum | 151.91 |  |  | Excess(+) | 1 | Full Conversion | INR | [40 empty] | 1069.45 | 1069.45 | INR One Thousand &Sixty Nine and Paise Forty Five Only | 2 | Construction of chamber for 100mm sluices valve | item3 | 10 | Nos
90 | Providing and laying non-pressure NP2 class (light duty) R.C.C. pipes with collars jointed with stiff mixture of cement mortar in the proportion of 1:2 (1 cement : 2 fine sand) including testing of joints etc. complete : 150 mm diameter | 19.6.2 | 55 | Metre | 430.22 |  |  | Excess(+) | 1 | Full Conversion | INR | [40 empty] | 23662.1 | 23662.1 | INR Twenty Three Thousand Six Hundred & Sixty Two and Paise Ten Only | 1.01 | Supplying, Conveying and fixing spls. Including eart | item1 | 123.223 | Nos
91 | Constructing masonry Chamber 60x60x75 cm inside, in brick work in cement mortar 1:4 (1 cement : 4 coarse sand) for sluice valve, with C.I. surface box 100mm top diameter, 160 mm bottom diameter and 180 mm deep ( inside) with chained lid and RCC top slab 1:2:4 mix (1 cement : 2 coarse sand : 4 graded stone aggregate 20mm nominal size ) , i/c necessary excavation, foundation concrete 1:5:10 (1 cement : 5 fine sand : 10 graded stone aggregate 40 mm nominal size) and inside plastering with cement mortar 1:3 (1 cement : 3 coarse sand) 12 mm thick, finished with a floating coat of neat cement complete as per standard design : With common burnt clay F.P.S.(non modular) bricks of class designation 7.5 | 18.33.1 | 11 | Each | 8261.3 |  |  | Excess(+) | 1 | Full Conversion | INR | [40 empty] | 90874.3 | 90874.3 | INR Ninety Thousand Eight Hundred & Seventy Four and Paise Thirty Only | 1.02 | Construction of chamber for 100mm sluice plates | item2 | 213 | Nos
92 | Drinking water station, storage tank and flushing mechanism. Supply, installation , testing & commissioning of modular drinking water fountain having rated capacity 8.0 GPH suitable to deliver the normal/ cold water through tap along with basin , operation between 20-120 PSI, stainless steel finish with heavy duty galvanized steel with mountin frame, making connection with high efficiency chiller i/c Supply, installation , testing & commissioning of necessary hardware like stop valve, TRAP, pipe connector to waste line and supply line (Excluding Civil work). | MR-87 | 44 | Each | 352584.94 |  |  | Excess(+) | 1 | Full Conversion | INR | [40 empty] | 15513737.36 | 15513737.36 | INR One Crore Fifty Five Lakh Thirteen Thousand Seven Hundred & Thirty Seven and Paise Thirty Six Only | 2 | Construction of chamber for 100mm sluices valve | item3 | 10 | Nos
93 | Supply, installation , testing & commissioning of SS water tank for Hot water storage , tank shall be provided with Inner layer SS316 + Outer Layer SS 304 of specified thickness, tank should be provided with inlet, outlet and vent/overflow connection, 50mm Puf Insulation , manhole cover 450mm dia, Inlet connection of water tank shall be of 25mm nominal bore, overflow/vent - 25mm nominal bore and outlet connection at bottom of tank of 40mm nominal bore. Cost of tank shall be inclusive of Angle stiffeners,stand leg, SS flanges connecting from water treatment facility and distribution system complete as per approved specifications. ( contractor shall provide drawing to civil contractor for tank foundation) ( Thickness of inner layer 0.8mm & outer layer .6mm) Capacity: 2000 Litre( International centre). This is including of storage tank, valve & flanges. Other Accessories related to Hot water storage.Please refer to the Technical Specifications. | MR-88 | 1 | Each | 194832.39 |  |  | Excess(+) | 1 | Full Conversion | INR | [40 empty] | 194832.39 | 194832.39 | INR One Lakh Ninety Four Thousand Eight Hundred & Thirty Two and Paise Thirty Nine Only | 3 | Supplying, Conveying and fixing spls. Including ea | item4 | 10 | Nos
94 | Capacity: 2000 Litre(Campus Inn) | MR-89 | 1 | Each | 194832.39 |  |  | Excess(+) | 1 | Full Conversion | INR | [40 empty] | 194832.39 | 194832.39 | INR One Lakh Ninety Four Thousand Eight Hundred & Thirty Two and Paise Thirty Nine Only | 1.01 | Supplying, Conveying and fixing spls. Including eart | item1 | 123.223 | Nos
95 | Capacity: 1000 Litre(Faculty Houses) | MR-90 | 34 | Each | 112952.4 |  |  | Excess(+) | 1 | Full Conversion | INR | [40 empty] | 3840381.6 | 3840381.6 | INR Thirty Eight Lakh Forty Thousand Three Hundred & Eighty One and Paise Sixty Only | 1.02 | Construction of chamber for 100mm sluice plates | item2 | 213 | Nos
96 | Capacity: 1000 Litre(Student Houses) | MR-91 | 22 | Each | 112952.4 |  |  | Excess(+) | 1 | Full Conversion | INR | [40 empty] | 2484952.8 | 2484952.8 | INR Twenty Four Lakh Eighty Four Thousand Nine Hundred & Fifty Two and Paise Eighty Only | 2 | Construction of chamber for 100mm sluices valve | item3 | 10 | Nos
97 | Capacity: 3000 Litre(Dining-student housing) | MR-92 | 1 | Each | 352713.82 |  |  | Excess(+) | 1 | Full Conversion | INR | [40 empty] | 352713.82 | 352713.82 | INR Three Lakh Fifty Two Thousand Seven Hundred & Thirteen and Paise Eighty Two Only | 3 | Supplying, Conveying and fixing spls. Including ea | item4 | 10 | Nos
98 | Supply, Installation, Testing and commissioning of DC operated stainless steel type solenoid valve for auto opening of drain valve of the flushing water storage tank at each building terrace after each 36 hours of non operation with adjustable range between 6-72 hr. The item includes supply installation testing and commisioning of flow switch in the suction line, wiring and fixing of transformer or panel in main MCC panel for complete auto operation of system. Complete shall be rated to temperature of 85 Deg C and tested to a pressure not less than 15 Kg/Sq.cm.The installation includes all pipe fittings( valves, elbows, nipples etc.) and control circuitary ( timers, relays, wires, etc) to complete the system as required. | MR-93 | 67 | Each | 153297.8 |  |  | Excess(+) | 1 | Full Conversion | INR | [40 empty] | 10270952.6 | 10270952.6 | INR One Crore Two Lakh Seventy Thousand Nine Hundred & Fifty Two and Paise Sixty Only | 1.01 | Supplying, Conveying and fixing spls. Including eart | item1 | 123.223 | Nos
99 | Electrical Works (Panels, cables, end terminations, cable trays and allied) Design, Fabrication,Supply, Installation, Testing and Commissioning of following type tested Wall mounted / Floor mounted(including base stand), 415V,3PH, 50Hz extensible and fully compartmentalized panels complying to IS 8623/93. The indoor panels shall be IP 42 and outdoor panels shall be IP 55 type.The Panel shall have proper space with required clearance for cables, incoming / outgoing switchgear, CTs, PTs, ammeter, Voltmeter, selector switches, Insulated and properly supported compartmentalized bus bars with heat shrinkable sleeves along with the other control circuit accessories within the panel and any other electrical component mentioned in the Panel SLD.The panel shall be fabricated out of CRCA not less than 2.0 mm thick for load bearing members and 1.6mm for the doors of LT panel.The Panel shall have seven tank pre treatment process comprising of degreasing, rinsing, de-rusting, rinsing, phosphatising, rinsing and passivation followed by powder coat painting having a paint thickness of 60 microns or as specified.The Panel shall be Dust/Vermin poof with earth studs as per the SLD and specifications. All Panels shall be BMS compatible and shall have HMI screen and PLC. Supply, installation testing and commissioning of Direct on line starter / Star-delta starters suitable for motors of air handling units/ Tertiary pumps of below mentioned capacities. The starter shall comprise of all necessary power and control equipments including Auto / Manual selector switch, Start/stop push butons, LED indications, Star contactor , delta contactor , timer relay contactor, electronic timer, potential free NO/NC contacts and necessary control wirings properly connected in fully usable state. Minimum utilization catagory for all contactors shall be AC3 and contactor shall be capable to withstand the steady state (full load) and starting inrush current. The starter shall have necessary protection device (MPCB +EOCR) whose settings and ratings shall be as per the type-2 co-ordination chart. The starter shall have inbuilt protection against overcurrent, short circuit and single phasing. All these starters shall be equipped with discharge resistors suitable for making the starter run under the closed transition state. All below mentioned starters shall be BMS compatible and additional contacts and wiring required for BMS integration shall be provided. Incoming : Surge arrester (1 No.) 2kVp,50kA rated surge arrestor suitable fo both lightning and switching surges,complete with suitable protection fuse (inbuilt) along with suitable, FP, MCCB (Thermal magnetic based) and surge counter.MCCB (1 No.) 415V, 50Hz, 200A, 4P, 25kA for 1 sec rated , SCADA compatible MCCB breaker with microprocessor based inbuilt release having LSIG protection, potential free NO & NC contacts, undervoltage/shunt coils as required in addition to 4 spare NO and 4 spare NC contacts, door interlocking, and any other controls or interlocks as described in specifications or schedules complete as required.- 1No. Indication lamps (6 Nos.) LED type phase indication lamps suitable for 230V,50Hz AC (red, yellow, blue) - 1 Nos. LED type Indication lamps for breaker, suitable for 230V,50Hz AC supply (on, off, trip) - 1Nos. Metering (1 No.) Multifunction meter with inbuilt selector switch for measurement of current, voltage, power factor, KVA, kVAh, KVArh, KVAR, frequency, %THD (upto 15th order), THDi,THDv,KWHr (both line and phase) and maximum demand recording and indicating etc. complete as per specifications, compatibility to SCADA along with RS485 port along with 3Nos. , 415V ,200/5A, 15VA, CL-0.5 current transformer as required. Busbar (1 Set - 4P + E) Busbar made up of electrolytic grade high conductivity aluminium in rectangular cross section and suitable for 415V, FP, 50 Hz, 300 A, 25 kA for 1 sec of required length and cross sectional area. Outgoing : 3.26kW Direct online starter , 8A MPCB with OLR range 5.5-8A, 16A contactor -3 nos. 10.6kW star delta starter , 32A MPCB with OLR range 8-12.5A, 32A delta contactor and 9A star contactor-3 nos. 1.30kW Direct online starter , 8A MPCB with OLR range 5.5-8A, 16A contactor -3 nos. 40 Amp 4P MCB, 10 KA - 4 Nos. 16 Amp DP MCB, 10 KA - 12 Nos. | MR-94 | 1 | Each | 1532978 |  |  | Excess(+) | 1 | Full Conversion | INR | [40 empty] | 1532978 | 1532978 | INR Fifteen Lakh Thirty Two Thousand Nine Hundred & Seventy Eight Only | 1.02 | Construction of chamber for 100mm sluice plates | item2 | 213 | Nos
100 | Incoming : Surge arrester 2kVp,50kA rated surge arrestor suitable fo both lightning and switching surges,complete with suitable protection fuse (inbuilt) along with suitable, FP, MCCB (Thermal magnetic based) and surge counter. MCCB (415V, 50Hz, 200A, 4P, 25kA for 1 sec rated , SCADA compatible MCCB breaker with microprocessor based inbuilt release having LSIG protection, potential free NO & NC contacts, undervoltage/shunt coils as required in addition to 4 spare NO and 4 spare NC contacts, door interlocking, and any other controls or interlocks as described in specifications or schedules complete as required.- 1No. Indication lamps (6 Nos.) LED type phase indication lamps suitable for 230V,50Hz AC (red, yellow, blue) - 1 Nos. LED type Indication lamps for breaker, suitable for 230V,50Hz AC supply (on, off, trip) - 1Nos. Metering (1 No.)Multifunction meter with inbuilt selector switch for measurement of current, voltage, power factor, KVA, kVAh, KVArh, KVAR, frequency, %THD (upto 15th order), THDi,THDv,KWHr (both line and phase) and maximum demand recording and indicating etc. complete as per specifications, compatibility to SCADA along with RS485 port along with 3Nos. , 415V ,200/5A, 15VA, CL-0.5 current transformer as required. Busbar (1 Set - 4P + E) Busbar made up of electrolytic grade high conductivity aluminium in rectangular cross section and suitable for 415V, FP, 50 Hz, 200 A, 25 kA for 1 sec of required length and cross sectional area. Outgoing : 0.78kW Direct online starter , 3.2A MPCB with OLR range 2.2-3.2A, 12A contactor -3 nos. 3.91kW Direct online starter , 12.5A MPCB with OLR range 9-12.5A, 32A contactor -3 nos. 0.65kW Direct online starter , 2A MPCB with OLR range 1.4-2A, 9A contactor -3 nos. 1.49kW Direct online starter , 5A MPCB with OLR range 3.5-5A, 16A contactor -3 nos. 40 Amp 4P MCB, 10 KA - 4 Nos. 16 Amp DP MCB, 10 KA - 20 Nos. | MR-95 | 2 | Each | 1532978 |  |  | Excess(+) | 1 | Full Conversion | INR | [40 empty] | 3065956 | 3065956 | INR Thirty Lakh Sixty Five Thousand Nine Hundred & Fifty Six Only | 1.01 | Supplying, Conveying and fixing spls. Including eart | item1 | 123.223 | Nos
101 | Incoming : Surge arrester 2kVp,50kA rated surge arrestor suitable fo both lightning and switching surges,complete with suitable protection fuse (inbuilt) along with suitable, FP, MCCB (Thermal magnetic based) and surge counter. MCCB 415V, 50Hz, 160A, 4P, 25kA for 1 sec rated , SCADA compatible MCCB breaker with microprocessor based inbuilt release having LSIG protection, potential free NO & NC contacts, undervoltage/shunt coils as required in addition to 4 spare NO and 4 spare NC contacts, door interlocking, and any other controls or interlocks as described in specifications or schedules complete as required.- 1No. Indication lamps (6 Nos.) LED type phase indication lamps suitable for 230V,50Hz AC (red, yellow, blue) - 1 Nos. LED type Indication lamps for breaker, suitable for 230V,50Hz AC supply (on, off, trip) - 1Nos. Metering (1 No.)Multifunction meter with inbuilt selector switch for measurement of current, voltage, power factor, KVA, kVAh, KVArh, KVAR, frequency, %THD (upto 15th order), THDi,THDv,KWHr (both line and phase) and maximum demand recording and indicating etc. complete as per specifications, compatibility to SCADA along with RS485 port along with 3Nos. , 415V ,160/5A, 15VA, CL-0.5 current transformer as required. Busbar (1 Set - 4P + E) Busbar made up of electrolytic grade high conductivity aluminium in rectangular cross section and suitable for 415V, FP, 50 Hz, 200 A, 25 kA for 1 sec of required length and cross sectional area. Outgoing : 0.98kW Direct online starter , 3.2A MPCB with OLR range 2.2-3.2A, 12A contactor -3 nos. 2.94kW Direct online starter , 8A MPCB with OLR range 5.5-8A, 16A contactor -3 nos. 0.65kW Direct online starter , 2A MPCB with OLR range 1.4-2A, 9A contactor -3 nos. 1.49kW Direct online starter , 5A MPCB with OLR range 3.5-5A, 16A contactor -3 nos. 40 Amp 4P MCB, 10 KA - 4 Nos. 16 Amp DP MCB, 10 KA - 20 Nos. | MR-96 | 3 | Each | 1532978 |  |  | Excess(+) | 1 | Full Conversion | INR | [40 empty] | 4598934 | 4598934 | INR Forty Five Lakh Ninety Eight Thousand Nine Hundred & Thirty Four Only | 1.02 | Construction of chamber for 100mm sluice plates | item2 | 213 | Nos
102 | Incoming : Surge arrester 2kVp,50kA rated surge arrestor suitable fo both lightning and switching surges,complete with suitable protection fuse (inbuilt) along with suitable, FP, MCCB (Thermal magnetic based) and surge counter. MCCB 415V, 50Hz, 160A, 4P, 25kA for 1 sec rated , SCADA compatible MCCB breaker with microprocessor based inbuilt release having LSIG protection, potential free NO & NC contacts, undervoltage/shunt coils as required in addition to 4 spare NO and 4 spare NC contacts, door interlocking, and any other controls or interlocks as described in specifications or schedules complete as required.- 1No. Indication lamps (6 Nos.) LED type phase indication lamps suitable for 230V,50Hz AC (red, yellow, blue) - 1 Nos. LED type Indication lamps for breaker, suitable for 230V,50Hz AC supply (on, off, trip) - 1Nos. Metering (1 No.)Multifunction meter with inbuilt selector switch for measurement of current, voltage, power factor, KVA, kVAh, KVArh, KVAR, frequency, %THD (upto 15th order), THDi,THDv,KWHr (both line and phase) and maximum demand recording and indicating etc. complete as per specifications, compatibility to SCADA along with RS485 port along with 3Nos. , 415V ,160/5A, 15VA, CL-0.5 current transformer as required. Busbar (1 Set - 4P + E) Busbar made up of electrolytic grade high conductivity aluminium in rectangular cross section and suitable for 415V, FP, 50 Hz, 200 A, 25 kA for 1 sec of required length and cross sectional area. Outgoing : 0.98kW Direct online starter , 3.2A MPCB with OLR range 2.2-3.2A, 12A contactor -3 nos. 2.45kW Direct online starter , 8A MPCB with OLR range 5.5-8A, 16A contactor -3 nos. 3.91kW Direct online starter , 12.5A MPCB with OLR range 9-12.5A, 32A contactor -3 nos. 0.65kW Direct online starter , 2A MPCB with OLR range 1.4-2A, 9A contactor -3 nos. 40 Amp 4P MCB, 10 KA - 4 Nos. 16 Amp DP MCB, 10 KA - 15 Nos. | MR-97 | 1 | Each | 1226382.4 |  |  | Excess(+) | 1 | Full Conversion | INR | [40 empty] | 1226382.4 | 1226382.4 | INR Twelve Lakh Twenty Six Thousand Three Hundred & Eighty Two and Paise Forty Only | 2 | Construction of chamber for 100mm sluices valve | item3 | 10 | Nos
103 | Incoming : Surge arrester 2kVp,50kA rated surge arrestor suitable fo both lightning and switching surges,complete with suitable protection fuse (inbuilt) along with suitable, FP, MCCB (Thermal magnetic based) and surge counter. MCCB 415V, 50Hz, 160A, 4P, 25kA for 1 sec rated , SCADA compatible MCCB breaker with microprocessor based inbuilt release having LSIG protection, potential free NO & NC contacts, undervoltage/shunt coils as required in addition to 4 spare NO and 4 spare NC contacts, door interlocking, and any other controls or interlocks as described in specifications or schedules complete as required.- 1No. Indication lamps (6 Nos.) LED type phase indication lamps suitable for 230V,50Hz AC (red, yellow, blue) - 1 Nos. LED type Indication lamps for breaker, suitable for 230V,50Hz AC supply (on, off, trip) - 1Nos. Metering (1 No.)Multifunction meter with inbuilt selector switch for measurement of current, voltage, power factor, KVA, kVAh, KVArh, KVAR, frequency, %THD (upto 15th order), THDi,THDv,KWHr (both line and phase) and maximum demand recording and indicating etc. complete as per specifications, compatibility to SCADA along with RS485 port along with 3Nos. , 415V ,160/5A, 15VA, CL-0.5 current transformer as required. Busbar (1 Set - 4P + E) Busbar made up of electrolytic grade high conductivity aluminium in rectangular cross section and suitable for 415V, FP, 50 Hz, 200 A, 25 kA for 1 sec of required length and cross sectional area. Outgoing : 1.30kW Direct online starter , 4A MPCB with OLR range 2.8-4A, 16A contactor -3 nos. 3.42kW Direct online starter , 8A MPCB with OLR range 5.5-8A, 16A contactor -3 nos. 3.91kW Direct online starter , 12.5A MPCB with OLR range 9-12.5A, 32A contactor -3 nos. 0.82kW Direct online starter , 3.2A MPCB with OLR range 2.2-3.2A, 12A contactor -3 nos. Spare comartment Provision for 3 DOL starters and 3 Star/Delta starters. 40 Amp 4P MCB, 10 KA - 4 Nos. 16 Amp DP MCB, 10 KA - 15 Nos. | MR-98 | 1 | Each | 1226382.4 |  |  | Excess(+) | 1 | Full Conversion | INR | [40 empty] | 1226382.4 | 1226382.4 | INR Twelve Lakh Twenty Six Thousand Three Hundred & Eighty Two and Paise Forty Only | 3 | Supplying, Conveying and fixing spls. Including ea | item4 | 10 | Nos
104 | Incoming : Surge arrester 2kVp,50kA rated surge arrestor suitable fo both lightning and switching surges,complete with suitable protection fuse (inbuilt) along with suitable, FP, MCCB (Thermal magnetic based) and surge counter. MCCB 415V, 50Hz, 160A, 4P, 25kA for 1 sec rated , SCADA compatible MCCB breaker with microprocessor based inbuilt release having LSIG protection, potential free NO & NC contacts, undervoltage/shunt coils as required in addition to 4 spare NO and 4 spare NC contacts, door interlocking, and any other controls or interlocks as described in specifications or schedules complete as required.- 1No. Indication lamps (6 Nos.) LED type phase indication lamps suitable for 230V,50Hz AC (red, yellow, blue) - 1 Nos. LED type Indication lamps for breaker, suitable for 230V,50Hz AC supply (on, off, trip) - 1Nos. Metering (1 No.)Multifunction meter with inbuilt selector switch for measurement of current, voltage, power factor, KVA, kVAh, KVArh, KVAR, frequency, %THD (upto 15th order), THDi,THDv,KWHr (both line and phase) and maximum demand recording and indicating etc. complete as per specifications, compatibility to SCADA along with RS485 port along with 3Nos. , 415V ,160/5A, 15VA, CL-0.5 current transformer as required. Busbar (1 Set - 4P + E) Busbar made up of electrolytic grade high conductivity aluminium in rectangular cross section and suitable for 415V, FP, 50 Hz, 200 A, 25 kA for 1 sec of required length and cross sectional area. Outgoing : 0.78kW Direct online starter , 3.2A MPCB with OLR range 2.2-3.2A, 12A contactor -3 nos. 2.15kW Direct online starter , 8A MPCB with OLR range 5.5-8A, 16A contactor -3 nos. 3.91kW Direct online starter , 12.5A MPCB with OLR range 9-12.5A, 32A contactor -3 nos. 0.65kW Direct online starter , 2A MPCB with OLR range 1.4-2A, 9A contactor -3 nos. 40 Amp 4P MCB, 10 KA - 4 Nos. 16 Amp DP MCB, 10 KA - 15 Nos. | MR-99 | 3 | Each | 1226382.4 |  |  | Excess(+) | 1 | Full Conversion | INR | [40 empty] | 3679147.2 | 3679147.2 | INR Thirty Six Lakh Seventy Nine Thousand One Hundred & Forty Seven and Paise Twenty Only | 1.01 | Supplying, Conveying and fixing spls. Including eart | item1 | 123.223 | Nos
105 | 1.1 kV grade XLPE FRLS armoured power cables: Supplying following 1.1kV grade, XLPE insulated, FRLS type armoured cables suitable for 415V, 50Hz, AC system, with inner and outer PVC sheath, outer sheath provided with FRLS insulation, galvanised steel armouring (round or flat as mentioned) and with all components as mentioned in BOQ, specifications and schedule, complete as required. 4C X 10 sqmm copper conductor, 2XWY | MR-100 | 74 | Meter | 497.09 |  |  | Excess(+) | 1 | Full Conversion | INR | [40 empty] | 36784.66 | 36784.66 | INR Thirty Six Thousand Seven Hundred & Eighty Four and Paise Sixty Six Only | 1.02 | Construction of chamber for 100mm sluice plates | item2 | 213 | Nos
106 | 4C X 4 sqmm copper conductor - 2XWY | MR-101 | 1554.5 | Meter | 306.6 |  |  | Excess(+) | 1 | Full Conversion | INR | [40 empty] | 476609.7 | 476609.7 | INR Four Lakh Seventy Six Thousand Six Hundred & Nine and Paise Seventy Only | 2 | Construction of chamber for 100mm sluices valve | item3 | 10 | Nos
107 | 1.1 kV grade FRLS control cables: Supplying following 1.1kV grade, XLPE insulated, FRLS type control cables,suitable for 415V, 50Hz, AC system, with inner and outer PVC sheath, outer sheath provided with FRLS insulation and with all components as mentioned in BOQ, specifications and schedule, complete as required. 2C X 2.5 sqmm copper conductor | MR-102 | 550 | Meter | 137.43 |  |  | Excess(+) | 1 | Full Conversion | INR | [40 empty] | 75586.5 | 75586.5 | INR Seventy Five Thousand Five Hundred & Eighty Six and Paise Fifty Only | 3 | Supplying, Conveying and fixing spls. Including ea | item4 | 10 | Nos
108 | 4C X 2.5 sqmm copper conductor - 2XWY | MR-103 | 550 | Meter | 216.38 |  |  | Excess(+) | 1 | Full Conversion | INR | [40 empty] | 119009 | 119009 | INR One Lakh Nineteen Thousand &Nine Only | 1.01 | Supplying, Conveying and fixing spls. Including eart | item1 | 123.223 | Nos
109 | 6C X 2.5 sqmm copper conductor - 2XWY | MR-104 | 110 | Meter | 299.71 |  |  | Excess(+) | 1 | Full Conversion | INR | [40 empty] | 32968.1 | 32968.1 | INR Thirty Two Thousand Nine Hundred & Sixty Eight and Paise Ten Only | 1.02 | Construction of chamber for 100mm sluice plates | item2 | 213 | Nos
110 | 10C X 2.5 sqmm copper conductor - 2XWY | MR-105 | 110 | Meter | 445.91 |  |  | Excess(+) | 1 | Full Conversion | INR | [40 empty] | 49050.1 | 49050.1 | INR Forty Nine Thousand &Fifty and Paise Ten Only | 2 | Construction of chamber for 100mm sluices valve | item3 | 10 | Nos
111 | 12C X 2.5 sqmm copper conductor - 2XWY | MR-106 | 55 | Meter | 626.57 |  |  | Excess(+) | 1 | Full Conversion | INR | [40 empty] | 34461.35 | 34461.35 | INR Thirty Four Thousand Four Hundred & Sixty One and Paise Thirty Five Only | 1.01 | Supplying, Conveying and fixing spls. Including eart | item1 | 123.223 | Nos
112 | 21C X 2.5 sqmm copper conductor - 2XWY | MR-107 | 55 | Meter | 998.55 |  |  | Excess(+) | 1 | Full Conversion | INR | [40 empty] | 54920.25 | 54920.25 | INR Fifty Four Thousand Nine Hundred & Twenty and Paise Twenty Five Only | 1.02 | Construction of chamber for 100mm sluice plates | item2 | 213 | Nos
113 | 1.1 kV grade cable laying: Laying and fixing of one number PVC insulated and PVC sheathed / XLPE power cable of 1.1 KV grade of following size on cable tray as required. Upto 35 sq. mm (clamped with 1mm thick saddle) | MR-108 | 1628.5 | Meter | 22.99 |  |  | Excess(+) | 1 | Full Conversion | INR | [40 empty] | 37439.22 | 37439.22 | INR Thirty Seven Thousand Four Hundred & Thirty Nine and Paise Twenty Two Only | 2 | Construction of chamber for 100mm sluices valve | item3 | 10 | Nos
114 | 3C X 10 sqmm copper conductor, 2XWY | MR-109 | 8 | Each | 449.74 |  |  | Excess(+) | 1 | Full Conversion | INR | [40 empty] | 3597.92 | 3597.92 | INR Three Thousand Five Hundred & Ninety Seven and Paise Ninety Two Only | 1.01 | Supplying, Conveying and fixing spls. Including eart | item1 | 123.223 | Nos
115 | 3C X 10 sqmm copper conductor, 2XWY | MR-110 | 8 | Each | 449.74 |  |  | Excess(+) | 1 | Full Conversion | INR | [40 empty] | 3597.92 | 3597.92 | INR Three Thousand Five Hundred & Ninety Seven and Paise Ninety Two Only | 1.01 | Supplying, Conveying and fixing spls. Including eart | item1 | 123.223 | Nos
116 | 2C X 2.5 sqmm copper conductor - 2XWY | MR-111 | 66 | Each | 165.69 |  |  | Excess(+) | 1 | Full Conversion | INR | [40 empty] | 10935.54 | 10935.54 | INR Ten Thousand Nine Hundred & Thirty Five and Paise Fifty Four Only | 3 | Supplying, Conveying and fixing spls. Including ea | item4 | 10 | Nos
117 | 4C X 2.5 sqmm copper conductor- 2XWY | MR-112 | 44 | Each | 201.9 |  |  | Excess(+) | 1 | Full Conversion | INR | [40 empty] | 8883.6 | 8883.6 | INR Eight Thousand Eight Hundred & Eighty Three and Paise Sixty Only | 1.01 | Supplying, Conveying and fixing spls. Including eart | item1 | 123.223 | Nos
118 | 6C X 2.5 sqmm copper conductor - 2XWY | MR-113 | 22 | Each | 243.67 |  |  | Excess(+) | 1 | Full Conversion | INR | [40 empty] | 5360.74 | 5360.74 | INR Five Thousand Three Hundred & Sixty and Paise Seventy Four Only | 1.02 | Construction of chamber for 100mm sluice plates | item2 | 213 | Nos
119 | 10C X 2.5 sqmm copper conductor - 2XWY | MR-114 | 22 | Each | 243.67 |  |  | Excess(+) | 1 | Full Conversion | INR | [40 empty] | 5360.74 | 5360.74 | INR Five Thousand Three Hundred & Sixty and Paise Seventy Four Only | 2 | Construction of chamber for 100mm sluices valve | item3 | 10 | Nos
120 | 12C X 2.5 sqmm copper conductor - 2XWY | MR-115 | 22 | Each | 208.86 |  |  | Excess(+) | 1 | Full Conversion | INR | [40 empty] | 4594.92 | 4594.92 | INR Four Thousand Five Hundred & Ninety Four and Paise Ninety Two Only | 1.01 | Supplying, Conveying and fixing spls. Including eart | item1 | 123.223 | Nos
121 | 21C X 2.5 sqmm copper conductor - 2XWY | MR-116 | 22 | Each | 341.13 |  |  | Excess(+) | 1 | Full Conversion | INR | [40 empty] | 7504.86 | 7504.86 | INR Seven Thousand Five Hundred & Four and Paise Eighty Six Only | 1.02 | Construction of chamber for 100mm sluice plates | item2 | 213 | Nos
122 | Supplying and installing following size of perforated Hot Dipped Galvanised Iron cable tray (galvanisation thickness not less than 50 microns) with perforation not more than 17.5%, in convenient sections, joined with connectors, suspended from the ceiling with G.I. suspenders including G.I. bolts & nuts, etc. as required. 100 mm width x 50 mm depth x 1.6 mm thickness | MR-117 | 55 | Metre | 525.86 |  |  | Excess(+) | 1 | Full Conversion | INR | [40 empty] | 28922.3 | 28922.3 | INR Twenty Eight Thousand Nine Hundred & Twenty Two and Paise Thirty Only | 2 | Construction of chamber for 100mm sluices valve | item3 | 10 | Nos
123 | 150 mm width x 50 mm depth x 1.6 mm thickness | MR-118 | 440 | Metre | 607.87 |  |  | Excess(+) | 1 | Full Conversion | INR | [40 empty] | 267462.8 | 267462.8 | INR Two Lakh Sixty Seven Thousand Four Hundred & Sixty Two and Paise Eighty Only | 3 | Supplying, Conveying and fixing spls. Including ea | item4 | 10 | Nos
124 | 300 mm width x 50 mm depth x 1.6 mm thickness | 4.6.1 | 110 | Metre | 847.89 |  |  | Excess(+) | 1 | Full Conversion | INR | [40 empty] | 93267.9 | 93267.9 | INR Ninety Three Thousand Two Hundred & Sixty Seven and Paise Ninety Only | 1.01 | Supplying, Conveying and fixing spls. Including eart | item1 | 123.223 | Nos
125 | Supplying and installing following size of perforated Hot Dipped Galvanised Iron cable tray “bends” (galvanisation not less than 50 microns) with perforation not more than 17.5%, in convenient sections, joined with connectors, suspended from the ceiling with G.I. suspenders including G.I. bolts & nuts, etc. as required. 100 mm width X 50 mm depth X 1.6 mm thickness | 4.6.2 | 22 | Each | 985.38 |  |  | Excess(+) | 1 | Full Conversion | INR | [40 empty] | 21678.36 | 21678.36 | INR Twenty One Thousand Six Hundred & Seventy Eight and Paise Thirty Six Only | 1.02 | Construction of chamber for 100mm sluice plates | item2 | 213 | Nos
126 | 150 mm width X 50 mm depth X 1.6 mm thickness | 4.6.4 | 99 | Each | 1177.15 |  |  | Excess(+) | 1 | Full Conversion | INR | [40 empty] | 116537.85 | 116537.85 | INR One Lakh Sixteen Thousand Five Hundred & Thirty Seven and Paise Eighty Five Only | 2 | Construction of chamber for 100mm sluices valve | item3 | 10 | Nos
127 | 300 mm width X 50 mm depth X 1.6 mm thickness | 4.7.1 | 11 | Each | 1745.23 |  |  | Excess(+) | 1 | Full Conversion | INR | [40 empty] | 19197.53 | 19197.53 | INR Nineteen Thousand One Hundred & Ninety Seven and Paise Fifty Three Only | 3 | Supplying, Conveying and fixing spls. Including ea | item4 | 10 | Nos
128 | Supplying and installing following size of perforated Hot Dipped Galvanised Iron cable tray “Tee” (galvanisation not less than 50 microns) with perforation not more than 17.5%, in convenient sections, joined with connectors, suspended from the ceiling with G.I. suspenders including G.I. bolts & nuts, etc. as required. 100 mm width X 50 mm depth X 1.6 mm thickness | 4.7.2 | 11 | Each | 1134.94 |  |  | Excess(+) | 1 | Full Conversion | INR | [40 empty] | 12484.34 | 12484.34 | INR Twelve Thousand Four Hundred & Eighty Four and Paise Thirty Four Only | 1.01 | Supplying, Conveying and fixing spls. Including eart | item1 | 123.223 | Nos
129 | 150 mm width X 50 mm depth X 1.6 mm thickness | 4.7.4 | 11 | Each | 1177.15 |  |  | Excess(+) | 1 | Full Conversion | INR | [40 empty] | 12948.65 | 12948.65 | INR Twelve Thousand Nine Hundred & Forty Eight and Paise Sixty Five Only | 1.02 | Construction of chamber for 100mm sluice plates | item2 | 213 | Nos
130 | 300 mm width X 50 mm depth X 1.6 mm thickness | 4.8.1 | 11 | Each | 2044.34 |  |  | Excess(+) | 1 | Full Conversion | INR | [40 empty] | 22487.74 | 22487.74 | INR Twenty Two Thousand Four Hundred & Eighty Seven and Paise Seventy Four Only | 2 | Construction of chamber for 100mm sluices valve | item3 | 10 | Nos
131 | Supplying and installing following size of perforated Hot Dipped Galvanised Iron cable tray “Reducer” (galvanisation not less than 50 microns) with perforation not more than 17.5%, in convenient sections, joined with connectors, suspended from the ceiling with G.I. suspenders including G.I. bolts & nuts, etc. as required. 100 mm width X 50 mm depth X 1.6 mm thickness | 4.8.2 | 11 | Each | 1922.52 |  |  | Excess(+) | 1 | Full Conversion | INR | [40 empty] | 21147.72 | 21147.72 | INR Twenty One Thousand One Hundred & Forty Seven and Paise Seventy Two Only | 1.01 | Supplying, Conveying and fixing spls. Including eart | item1 | 123.223 | Nos
132 | 150 mm width X 50 mm depth X 1.6 mm thickness | 4.8.4 | 11 | Each | 2397.73 |  |  | Excess(+) | 1 | Full Conversion | INR | [40 empty] | 26375.03 | 26375.03 | INR Twenty Six Thousand Three Hundred & Seventy Five and Paise Three Only | 1.02 | Construction of chamber for 100mm sluice plates | item2 | 213 | Nos
133 | 300 mm width X 50 mm depth X 1.6 mm thickness | 4.10.1 | 11 | Each | 3562.82 |  |  | Excess(+) | 1 | Full Conversion | INR | [40 empty] | 39191.02 | 39191.02 | INR Thirty Nine Thousand One Hundred & Ninety One and Paise Two Only | 2 | Construction of chamber for 100mm sluices valve | item3 | 10 | Nos
134 | Submersible Centrifugal Non-clog Drainage Pump - Supply, installation, testing and commissioning of continuous duty submersible centrifugal non-clogging drainage pumps complete with CI Impeller, CI Casing, , SS Shaft, 3 phase motor with all necessary protection and mechanical seal etc. complete with all ancillaries including float type level controllers, electrical control panels fabricatd from 14 gauge CRCA sheet volt meter ammeter with selector switch, TPMCB, 5 VA CL : CTs, phase indicating lamps protected by 2 amp SP MCB, DOL starter, necessary wiring, cable alleys, earthing, interlocking, starter with Automatic float type level controller, providion of high level alarm, sequence timer, potential free contact to starter for connection to BAS, both pumps may run simultaneously at pre determind level. The pump shall be rated at premium efficiency rating of IE. The pump inclosure to be IP 68 rated and insulation class F. The item also includes sump pit lifting assembly suitable for 2 Nos. submersible drainage pumps in a sump of overall depth not more than 1.6 m, ready made electro – galvanized MS lifting chain, SS 316 pipe header complete with discharge manifold, flanges, tee, elbow etc. complete including SS 316 pipe upto the top of sump. The installation shall be complete with all necessary indigenous accessories as required to complete. (Cost to include suitable gun metal isolation valve,strainer on its suction line and gunmetal check valve and gunmetal isolation valve on its delivery line for each pump with end blind flanges as per approved shop drawings/documents and as per satisfaction of engineer in charge). Vendor to submit proposed pump model with duty curve. Nos. of Pumps : 4nos (3w+1s) (BALANCING TANK A TO KAMAL SAGAR-C ) Water Flow Rate : 35 LPS each pump Solid handling capacity: 25-30 mm Head : 40 M | 4.10.2 | 1 | Set | 3166703.31 |  |  | Excess(+) | 1 | Full Conversion | INR | [40 empty] | 3166703.31 | 3166703.31 | INR Thirty One Lakh Sixty Six Thousand Seven Hundred & Three and Paise Thirty One Only | 3 | Supplying, Conveying and fixing spls. Including ea | item4 | 10 | Nos
135 | Nos. of Pumps : 4nos (3w+1s) (BALANCING TANK B TO KAMAL SAGAR-B ) Water Flow Rate : 35 LPS each pump Solid handling capacity: 25-30 mm Head : 40 M | 4.10.3 | 1 | Set | 3166703.31 |  |  | Excess(+) | 1 | Full Conversion | INR | [40 empty] | 3166703.31 | 3166703.31 | INR Thirty One Lakh Sixty Six Thousand Seven Hundred & Three and Paise Thirty One Only | 1.01 | Supplying, Conveying and fixing spls. Including eart | item1 | 123.223 | Nos
136 | Nos. of Pumps : 3nos (2w+1s) (BALANCING TANK B TO KAMAL SAGAR-B ) Water Flow Rate : 27 LPS each pump Solid handling capacity: 25-30 mm Head : 40 M |  | 1 | Set | 2327658.47 |  |  | Excess(+) | 1 | Full Conversion | INR | [40 empty] | 2327658.47 | 2327658.47 | INR Twenty Three Lakh Twenty Seven Thousand Six Hundred & Fifty Eight and Paise Forty Seven Only | 1.02 | Construction of chamber for 100mm sluice plates | item2 | 213 | Nos
137 | Providing, laying and jointing in position HDPE PE 100 PN 6.0 main line pipe conforming to IS: 4984 and suitable for the respecting working pressure with all fittings complete. The jointing shall be butt fusion welding as per approved drawing and specification including excavation in all kind of soil, refilling, ramming, shoring, removing the excavated surplus material, providing adequate support to the pipe and making good the same complete as required. Rate shall include for dewatering necessary to execute the work. The pipe shall not be less than 1.0 m below ground level at any point. 250 mm dia nominal bore |  | 1597 | Metre | 7800.93 |  |  | Excess(+) | 1 | Full Conversion | INR | [40 empty] | 12458085.21 | 12458085.21 | INR One Crore Twenty Four Lakh Fifty Eight Thousand &Eighty Five and Paise Twenty One Only | 2 | Construction of chamber for 100mm sluices valve | item3 | 10 | Nos
138 | 200 mm dia nominal bore |  | 65 | Metre | 6441.58 |  |  | Excess(+) | 1 | Full Conversion | INR | [40 empty] | 418702.7 | 418702.7 | INR Four Lakh Eighteen Thousand Seven Hundred & Two and Paise Seventy Only | 3 | Supplying, Conveying and fixing spls. Including ea | item4 | 10 | Nos
139 | 150 mm dia nominal bore |  | 850 | Metre | 4719.74 |  |  | Excess(+) | 1 | Full Conversion | INR | [40 empty] | 4011779 | 4011779 | INR Forty Lakh Eleven Thousand Seven Hundred & Seventy Nine Only | 1.01 | Supplying, Conveying and fixing spls. Including eart | item1 | 123.223 | Nos
140 | 100 mm dia nominal bore |  | 150 | Metre | 3541.63 |  |  | Excess(+) | 1 | Full Conversion | INR | [40 empty] | 531244.5 | 531244.5 | INR Five Lakh Thirty One Thousand Two Hundred & Forty Four and Paise Fifty Only | 1.02 | Construction of chamber for 100mm sluice plates | item2 | 213 | Nos
141 | Supply, Installation, Testing and commissioning of slim seal type PN 16 Gear operated C.I. Butterfly valve confirming to IS 13592 (Body : Grey Cast Iron, shaft : SS, Disc : SG Iron (Rilson coated), Liner : HT - EPDM) of approved make with PN 16 rating flange dimensions shall be confirming to IS 6392, washer, nuts & bolts. Rated to temperature of 85 Deg C and tested to a pressure not less than 24 Kg/Sq.cm. 250 mm nominal bore |  | 10 | Each | 15990.8 |  |  | Excess(+) | 1 | Full Conversion | INR | [40 empty] | 159908 | 159908 | INR One Lakh Fifty Nine Thousand Nine Hundred & Eight Only | 2 | Construction of chamber for 100mm sluices valve | item3 | 10 | Nos
142 | 200 mm dia nominal bore |  | 4 | Each | 12102.55 |  |  | Excess(+) | 1 | Full Conversion | INR | [40 empty] | 48410.2 | 48410.2 | INR Forty Eight Thousand Four Hundred & Ten and Paise Twenty Only | 1.01 | Supplying, Conveying and fixing spls. Including eart | item1 | 123.223 | Nos
143 | 150 mm dia nominal bore |  | 20 | Each | 7079.37 |  |  | Excess(+) | 1 | Full Conversion | INR | [40 empty] | 141587.4 | 141587.4 | INR One Lakh Forty One Thousand Five Hundred & Eighty Seven and Paise Forty Only | 1.02 | Construction of chamber for 100mm sluice plates | item2 | 213 | Nos
144 | 100 mm dia nominal bore |  | 5 | Each | 4184.03 |  |  | Excess(+) | 1 | Full Conversion | INR | [40 empty] | 20920.15 | 20920.15 | INR Twenty Thousand Nine Hundred & Twenty and Paise Fifteen Only | 2 | Construction of chamber for 100mm sluices valve | item3 | 10 | Nos
148 | Supply, erection, testing and commisioning of handling and hoisting equipment as per the technical specification in all pump houses. |  | 11 | Job | 136350 |  |  | Excess(+) | 1 | Full Conversion | INR | [40 empty] | 1499850 | 1499850 | INR Fourteen Lakh Ninety Nine Thousand Eight Hundred & Fifty Only | 3 | Supplying, Conveying and fixing spls. Including ea | item4 | 10 | Nos
149 | AMC (Manpower Support to undertake the operation of the machinaries installed at site) and handling and Hoisting facilites. Providing following manpower support to undertake the operation of the machinaries installed at site : Min 3 Nos. certified electricians and 1 Nos. helper. However contractor may deploy more man power to ensure the smooth operation and pro rata calculation shall be performed on the basis of 3 No. electrician and 1 No. helper. The contractor has to maintain the service level agreement as stipulated in NIT. AMC for 1st year |  | 1 | Job | 682477.2 |  |  | Excess(+) | 1 | Full Conversion | INR | [40 empty] | 682477.2 | 682477.2 | INR Six Lakh Eighty Two Thousand Four Hundred & Seventy Seven and Paise Twenty Only | 3 | Supplying, Conveying and fixing spls. Including ea | item4 | 10 | Nos
150 | AMC for 2nd year |  | 1 | Job | 682477.2 |  |  | Excess(+) | 1 | Full Conversion | INR | [40 empty] | 682477.2 | 682477.2 | INR Six Lakh Eighty Two Thousand Four Hundred & Seventy Seven and Paise Twenty Only | 1.01 | Supplying, Conveying and fixing spls. Including eart | item1 | 123.223 | Nos
Total in Figures | [51 empty] | 170244378.88 | 170244378.88 | INR Seventeen Crore Two Lakh Forty Four Thousand Three Hundred & Seventy Eight and Paise Eighty Eight Only | 4 | Construction of chamber for 100mm sluice plates | item5 | 10 | Nos
Quoted Rate in Figures |  |  |  | Select | [47 empty] | 0 | 0 | INR Zero Only
Quoted Rate in Words |  | INR Zero Only
Note on K91: gepadmin: 1. If you choose "Full Conversion" then Column BA (AMOUNT) and Column BB (TAXES) BOTH values will be convert based on selected Currency in (Column L). 2. If you choose "Partial Conversion" then Column BA (AMOUNT) only will be converted based on selected currency (Column L) and Column BB (TAXES) value (INR) will be added to the converted values.
Note on K92: gepadmin: 1. If you choose "Full Conversion" then Column BA (AMOUNT) and Column BB (TAXES) BOTH values will be convert based on selected Currency in (Column L). 2. If you choose "Partial Conversion" then Column BA (AMOUNT) only will be converted based on selected currency (Column L) and Column BB (TAXES) value (INR) will be added to the converted values.
Note on K93: gepadmin: 1. If you choose "Full Conversion" then Column BA (AMOUNT) and Column BB (TAXES) BOTH values will be convert based on selected Currency in (Column L). 2. If you choose "Partial Conversion" then Column BA (AMOUNT) only will be converted based on selected currency (Column L) and Column BB (TAXES) value (INR) will be added to the converted values.
Note on K94: gepadmin: 1. If you choose "Full Conversion" then Column BA (AMOUNT) and Column BB (TAXES) BOTH values will be convert based on selected Currency in (Column L). 2. If you choose "Partial Conversion" then Column BA (AMOUNT) only will be converted based on selected currency (Column L) and Column BB (TAXES) value (INR) will be added to the converted values.
Note on K95: gepadmin: 1. If you choose "Full Conversion" then Column BA (AMOUNT) and Column BB (TAXES) BOTH values will be convert based on selected Currency in (Column L). 2. If you choose "Partial Conversion" then Column BA (AMOUNT) only will be converted based on selected currency (Column L) and Column BB (TAXES) value (INR) will be added to the converted values.
Note on K96: gepadmin: 1. If you choose "Full Conversion" then Column BA (AMOUNT) and Column BB (TAXES) BOTH values will be convert based on selected Currency in (Column L). 2. If you choose "Partial Conversion" then Column BA (AMOUNT) only will be converted based on selected currency (Column L) and Column BB (TAXES) value (INR) will be added to the converted values.
Note on K97: gepadmin: 1. If you choose "Full Conversion" then Column BA (AMOUNT) and Column BB (TAXES) BOTH values will be convert based on selected Currency in (Column L). 2. If you choose "Partial Conversion" then Column BA (AMOUNT) only will be converted based on selected currency (Column L) and Column BB (TAXES) value (INR) will be added to the converted values.
Note on K98: gepadmin: 1. If you choose "Full Conversion" then Column BA (AMOUNT) and Column BB (TAXES) BOTH values will be convert based on selected Currency in (Column L). 2. If you choose "Partial Conversion" then Column BA (AMOUNT) only will be converted based on selected currency (Column L) and Column BB (TAXES) value (INR) will be added to the converted values.
Note on K99: gepadmin: 1. If you choose "Full Conversion" then Column BA (AMOUNT) and Column BB (TAXES) BOTH values will be convert based on selected Currency in (Column L). 2. If you choose "Partial Conversion" then Column BA (AMOUNT) only will be converted based on selected currency (Column L) and Column BB (TAXES) value (INR) will be added to the converted values.
Note on K100: gepadmin: 1. If you choose "Full Conversion" then Column BA (AMOUNT) and Column BB (TAXES) BOTH values will be convert based on selected Currency in (Column L). 2. If you choose "Partial Conversion" then Column BA (AMOUNT) only will be converted based on selected currency (Column L) and Column BB (TAXES) value (INR) will be added to the converted values.
Note on K101: gepadmin: 1. If you choose "Full Conversion" then Column BA (AMOUNT) and Column BB (TAXES) BOTH values will be convert based on selected Currency in (Column L). 2. If you choose "Partial Conversion" then Column BA (AMOUNT) only will be converted based on selected currency (Column L) and Column BB (TAXES) value (INR) will be added to the converted values.
Note on K13: gepadmin: 1. If you choose "Full Conversion" then Column BA (AMOUNT) and Column BB (TAXES) BOTH values will be convert based on selected Currency in (Column L). 2. If you choose "Partial Conversion" then Column BA (AMOUNT) only will be converted based on selected currency (Column L) and Column BB (TAXES) value (INR) will be added to the converted values.
Note on K80: gepadmin: 1. If you choose "Full Conversion" then Column BA (AMOUNT) and Column BB (TAXES) BOTH values will be convert based on selected Currency in (Column L). 2. If you choose "Partial Conversion" then Column BA (AMOUNT) only will be converted based on selected currency (Column L) and Column BB (TAXES) value (INR) will be added to the converted values.
Note on K81: gepadmin: 1. If you choose "Full Conversion" then Column BA (AMOUNT) and Column BB (TAXES) BOTH values will be convert based on selected Currency in (Column L). 2. If you choose "Partial Conversion" then Column BA (AMOUNT) only will be converted based on selected currency (Column L) and Column BB (TAXES) value (INR) will be added to the converted values.
Note on K82: gepadmin: 1. If you choose "Full Conversion" then Column BA (AMOUNT) and Column BB (TAXES) BOTH values will be convert based on selected Currency in (Column L). 2. If you choose "Partial Conversion" then Column BA (AMOUNT) only will be converted based on selected currency (Column L) and Column BB (TAXES) value (INR) will be added to the converted values.
Note on K83: gepadmin: 1. If you choose "Full Conversion" then Column BA (AMOUNT) and Column BB (TAXES) BOTH values will be convert based on selected Currency in (Column L). 2. If you choose "Partial Conversion" then Column BA (AMOUNT) only will be converted based on selected currency (Column L) and Column BB (TAXES) value (INR) will be added to the converted values.
Note on K84: gepadmin: 1. If you choose "Full Conversion" then Column BA (AMOUNT) and Column BB (TAXES) BOTH values will be convert based on selected Currency in (Column L). 2. If you choose "Partial Conversion" then Column BA (AMOUNT) only will be converted based on selected currency (Column L) and Column BB (TAXES) value (INR) will be added to the converted values.
Note on K85: gepadmin: 1. If you choose "Full Conversion" then Column BA (AMOUNT) and Column BB (TAXES) BOTH values will be convert based on selected Currency in (Column L). 2. If you choose "Partial Conversion" then Column BA (AMOUNT) only will be converted based on selected currency (Column L) and Column BB (TAXES) value (INR) will be added to the converted values.
Note on K86: gepadmin: 1. If you choose "Full Conversion" then Column BA (AMOUNT) and Column BB (TAXES) BOTH values will be convert based on selected Currency in (Column L). 2. If you choose "Partial Conversion" then Column BA (AMOUNT) only will be converted based on selected currency (Column L) and Column BB (TAXES) value (INR) will be added to the converted values.
Note on K87: gepadmin: 1. If you choose "Full Conversion" then Column BA (AMOUNT) and Column BB (TAXES) BOTH values will be convert based on selected Currency in (Column L). 2. If you choose "Partial Conversion" then Column BA (AMOUNT) only will be converted based on selected currency (Column L) and Column BB (TAXES) value (INR) will be added to the converted values.
Note on K88: gepadmin: 1. If you choose "Full Conversion" then Column BA (AMOUNT) and Column BB (TAXES) BOTH values will be convert based on selected Currency in (Column L). 2. If you choose "Partial Conversion" then Column BA (AMOUNT) only will be converted based on selected currency (Column L) and Column BB (TAXES) value (INR) will be added to the converted values.
Note on K89: gepadmin: 1. If you choose "Full Conversion" then Column BA (AMOUNT) and Column BB (TAXES) BOTH values will be convert based on selected Currency in (Column L). 2. If you choose "Partial Conversion" then Column BA (AMOUNT) only will be converted based on selected currency (Column L) and Column BB (TAXES) value (INR) will be added to the converted values.
Note on K90: gepadmin: 1. If you choose "Full Conversion" then Column BA (AMOUNT) and Column BB (TAXES) BOTH values will be convert based on selected Currency in (Column L). 2. If you choose "Partial Conversion" then Column BA (AMOUNT) only will be converted based on selected currency (Column L) and Column BB (TAXES) value (INR) will be added to the converted values.
Note on K58: gepadmin: 1. If you choose "Full Conversion" then Column BA (AMOUNT) and Column BB (TAXES) BOTH values will be convert based on selected Currency in (Column L). 2. If you choose "Partial Conversion" then Column BA (AMOUNT) only will be converted based on selected currency (Column L) and Column BB (TAXES) value (INR) will be added to the converted values.
Note on K59: gepadmin: 1. If you choose "Full Conversion" then Column BA (AMOUNT) and Column BB (TAXES) BOTH values will be convert based on selected Currency in (Column L). 2. If you choose "Partial Conversion" then Column BA (AMOUNT) only will be converted based on selected currency (Column L) and Column BB (TAXES) value (INR) will be added to the converted values.
Note on K60: gepadmin: 1. If you choose "Full Conversion" then Column BA (AMOUNT) and Column BB (TAXES) BOTH values will be convert based on selected Currency in (Column L). 2. If you choose "Partial Conversion" then Column BA (AMOUNT) only will be converted based on selected currency (Column L) and Column BB (TAXES) value (INR) will be added to the converted values.
Note on K61: gepadmin: 1. If you choose "Full Conversion" then Column BA (AMOUNT) and Column BB (TAXES) BOTH values will be convert based on selected Currency in (Column L). 2. If you choose "Partial Conversion" then Column BA (AMOUNT) only will be converted based on selected currency (Column L) and Column BB (TAXES) value (INR) will be added to the converted values.
Note on K62: gepadmin: 1. If you choose "Full Conversion" then Column BA (AMOUNT) and Column BB (TAXES) BOTH values will be convert based on selected Currency in (Column L). 2. If you choose "Partial Conversion" then Column BA (AMOUNT) only will be converted based on selected currency (Column L) and Column BB (TAXES) value (INR) will be added to the converted values.
Note on K63: gepadmin: 1. If you choose "Full Conversion" then Column BA (AMOUNT) and Column BB (TAXES) BOTH values will be convert based on selected Currency in (Column L). 2. If you choose "Partial Conversion" then Column BA (AMOUNT) only will be converted based on selected currency (Column L) and Column BB (TAXES) value (INR) will be added to the converted values.
Note on K64: gepadmin: 1. If you choose "Full Conversion" then Column BA (AMOUNT) and Column BB (TAXES) BOTH values will be convert based on selected Currency in (Column L). 2. If you choose "Partial Conversion" then Column BA (AMOUNT) only will be converted based on selected currency (Column L) and Column BB (TAXES) value (INR) will be added to the converted values.
Note on K65: gepadmin: 1. If you choose "Full Conversion" then Column BA (AMOUNT) and Column BB (TAXES) BOTH values will be convert based on selected Currency in (Column L). 2. If you choose "Partial Conversion" then Column BA (AMOUNT) only will be converted based on selected currency (Column L) and Column BB (TAXES) value (INR) will be added to the converted values.
Note on K66: gepadmin: 1. If you choose "Full Conversion" then Column BA (AMOUNT) and Column BB (TAXES) BOTH values will be convert based on selected Currency in (Column L). 2. If you choose "Partial Conversion" then Column BA (AMOUNT) only will be converted based on selected currency (Column L) and Column BB (TAXES) value (INR) will be added to the converted values.
Note on K67: gepadmin: 1. If you choose "Full Conversion" then Column BA (AMOUNT) and Column BB (TAXES) BOTH values will be convert based on selected Currency in (Column L). 2. If you choose "Partial Conversion" then Column BA (AMOUNT) only will be converted based on selected currency (Column L) and Column BB (TAXES) value (INR) will be added to the converted values.
Note on K68: gepadmin: 1. If you choose "Full Conversion" then Column BA (AMOUNT) and Column BB (TAXES) BOTH values will be convert based on selected Currency in (Column L). 2. If you choose "Partial Conversion" then Column BA (AMOUNT) only will be converted based on selected currency (Column L) and Column BB (TAXES) value (INR) will be added to the converted values.
Note on K69: gepadmin: 1. If you choose "Full Conversion" then Column BA (AMOUNT) and Column BB (TAXES) BOTH values will be convert based on selected Currency in (Column L). 2. If you choose "Partial Conversion" then Column BA (AMOUNT) only will be converted based on selected currency (Column L) and Column BB (TAXES) value (INR) will be added to the converted values.
Note on K70: gepadmin: 1. If you choose "Full Conversion" then Column BA (AMOUNT) and Column BB (TAXES) BOTH values will be convert based on selected Currency in (Column L). 2. If you choose "Partial Conversion" then Column BA (AMOUNT) only will be converted based on selected currency (Column L) and Column BB (TAXES) value (INR) will be added to the converted values.
Note on K71: gepadmin: 1. If you choose "Full Conversion" then Column BA (AMOUNT) and Column BB (TAXES) BOTH values will be convert based on selected Currency in (Column L). 2. If you choose "Partial Conversion" then Column BA (AMOUNT) only will be converted based on selected currency (Column L) and Column BB (TAXES) value (INR) will be added to the converted values.
Note on K72: gepadmin: 1. If you choose "Full Conversion" then Column BA (AMOUNT) and Column BB (TAXES) BOTH values will be convert based on selected Currency in (Column L). 2. If you choose "Partial Conversion" then Column BA (AMOUNT) only will be converted based on selected currency (Column L) and Column BB (TAXES) value (INR) will be added to the converted values.
Note on K73: gepadmin: 1. If you choose "Full Conversion" then Column BA (AMOUNT) and Column BB (TAXES) BOTH values will be convert based on selected Currency in (Column L). 2. If you choose "Partial Conversion" then Column BA (AMOUNT) only will be converted based on selected currency (Column L) and Column BB (TAXES) value (INR) will be added to the converted values.
Note on K74: gepadmin: 1. If you choose "Full Conversion" then Column BA (AMOUNT) and Column BB (TAXES) BOTH values will be convert based on selected Currency in (Column L). 2. If you choose "Partial Conversion" then Column BA (AMOUNT) only will be converted based on selected currency (Column L) and Column BB (TAXES) value (INR) will be added to the converted values.
Note on K75: gepadmin: 1. If you choose "Full Conversion" then Column BA (AMOUNT) and Column BB (TAXES) BOTH values will be convert based on selected Currency in (Column L). 2. If you choose "Partial Conversion" then Column BA (AMOUNT) only will be converted based on selected currency (Column L) and Column BB (TAXES) value (INR) will be added to the converted values.
Note on K76: gepadmin: 1. If you choose "Full Conversion" then Column BA (AMOUNT) and Column BB (TAXES) BOTH values will be convert based on selected Currency in (Column L). 2. If you choose "Partial Conversion" then Column BA (AMOUNT) only will be converted based on selected currency (Column L) and Column BB (TAXES) value (INR) will be added to the converted values.
Note on K77: gepadmin: 1. If you choose "Full Conversion" then Column BA (AMOUNT) and Column BB (TAXES) BOTH values will be convert based on selected Currency in (Column L). 2. If you choose "Partial Conversion" then Column BA (AMOUNT) only will be converted based on selected currency (Column L) and Column BB (TAXES) value (INR) will be added to the converted values.
Note on K78: gepadmin: 1. If you choose "Full Conversion" then Column BA (AMOUNT) and Column BB (TAXES) BOTH values will be convert based on selected Currency in (Column L). 2. If you choose "Partial Conversion" then Column BA (AMOUNT) only will be converted based on selected currency (Column L) and Column BB (TAXES) value (INR) will be added to the converted values.
Note on K79: gepadmin: 1. If you choose "Full Conversion" then Column BA (AMOUNT) and Column BB (TAXES) BOTH values will be convert based on selected Currency in (Column L). 2. If you choose "Partial Conversion" then Column BA (AMOUNT) only will be converted based on selected currency (Column L) and Column BB (TAXES) value (INR) will be added to the converted values.
Note on K14: gepadmin: 1. If you choose "Full Conversion" then Column BA (AMOUNT) and Column BB (TAXES) BOTH values will be convert based on selected Currency in (Column L). 2. If you choose "Partial Conversion" then Column BA (AMOUNT) only will be converted based on selected currency (Column L) and Column BB (TAXES) value (INR) will be added to the converted values.
Note on K15: gepadmin: 1. If you choose "Full Conversion" then Column BA (AMOUNT) and Column BB (TAXES) BOTH values will be convert based on selected Currency in (Column L). 2. If you choose "Partial Conversion" then Column BA (AMOUNT) only will be converted based on selected currency (Column L) and Column BB (TAXES) value (INR) will be added to the converted values.
Note on K16: gepadmin: 1. If you choose "Full Conversion" then Column BA (AMOUNT) and Column BB (TAXES) BOTH values will be convert based on selected Currency in (Column L). 2. If you choose "Partial Conversion" then Column BA (AMOUNT) only will be converted based on selected currency (Column L) and Column BB (TAXES) value (INR) will be added to the converted values.
Note on K17: gepadmin: 1. If you choose "Full Conversion" then Column BA (AMOUNT) and Column BB (TAXES) BOTH values will be convert based on selected Currency in (Column L). 2. If you choose "Partial Conversion" then Column BA (AMOUNT) only will be converted based on selected currency (Column L) and Column BB (TAXES) value (INR) will be added to the converted values.
Note on K18: gepadmin: 1. If you choose "Full Conversion" then Column BA (AMOUNT) and Column BB (TAXES) BOTH values will be convert based on selected Currency in (Column L). 2. If you choose "Partial Conversion" then Column BA (AMOUNT) only will be converted based on selected currency (Column L) and Column BB (TAXES) value (INR) will be added to the converted values.
Note on K19: gepadmin: 1. If you choose "Full Conversion" then Column BA (AMOUNT) and Column BB (TAXES) BOTH values will be convert based on selected Currency in (Column L). 2. If you choose "Partial Conversion" then Column BA (AMOUNT) only will be converted based on selected currency (Column L) and Column BB (TAXES) value (INR) will be added to the converted values.
Note on K20: gepadmin: 1. If you choose "Full Conversion" then Column BA (AMOUNT) and Column BB (TAXES) BOTH values will be convert based on selected Currency in (Column L). 2. If you choose "Partial Conversion" then Column BA (AMOUNT) only will be converted based on selected currency (Column L) and Column BB (TAXES) value (INR) will be added to the converted values.
Note on K21: gepadmin: 1. If you choose "Full Conversion" then Column BA (AMOUNT) and Column BB (TAXES) BOTH values will be convert based on selected Currency in (Column L). 2. If you choose "Partial Conversion" then Column BA (AMOUNT) only will be converted based on selected currency (Column L) and Column BB (TAXES) value (INR) will be added to the converted values.
Note on K22: gepadmin: 1. If you choose "Full Conversion" then Column BA (AMOUNT) and Column BB (TAXES) BOTH values will be convert based on selected Currency in (Column L). 2. If you choose "Partial Conversion" then Column BA (AMOUNT) only will be converted based on selected currency (Column L) and Column BB (TAXES) value (INR) will be added to the converted values.
Note on K23: gepadmin: 1. If you choose "Full Conversion" then Column BA (AMOUNT) and Column BB (TAXES) BOTH values will be convert based on selected Currency in (Column L). 2. If you choose "Partial Conversion" then Column BA (AMOUNT) only will be converted based on selected currency (Column L) and Column BB (TAXES) value (INR) will be added to the converted values.
Note on K24: gepadmin: 1. If you choose "Full Conversion" then Column BA (AMOUNT) and Column BB (TAXES) BOTH values will be convert based on selected Currency in (Column L). 2. If you choose "Partial Conversion" then Column BA (AMOUNT) only will be converted based on selected currency (Column L) and Column BB (TAXES) value (INR) will be added to the converted values.
Note on K25: gepadmin: 1. If you choose "Full Conversion" then Column BA (AMOUNT) and Column BB (TAXES) BOTH values will be convert based on selected Currency in (Column L). 2. If you choose "Partial Conversion" then Column BA (AMOUNT) only will be converted based on selected currency (Column L) and Column BB (TAXES) value (INR) will be added to the converted values.
Note on K26: gepadmin: 1. If you choose "Full Conversion" then Column BA (AMOUNT) and Column BB (TAXES) BOTH values will be convert based on selected Currency in (Column L). 2. If you choose "Partial Conversion" then Column BA (AMOUNT) only will be converted based on selected currency (Column L) and Column BB (TAXES) value (INR) will be added to the converted values.
Note on K27: gepadmin: 1. If you choose "Full Conversion" then Column BA (AMOUNT) and Column BB (TAXES) BOTH values will be convert based on selected Currency in (Column L). 2. If you choose "Partial Conversion" then Column BA (AMOUNT) only will be converted based on selected currency (Column L) and Column BB (TAXES) value (INR) will be added to the converted values.
Note on K28: gepadmin: 1. If you choose "Full Conversion" then Column BA (AMOUNT) and Column BB (TAXES) BOTH values will be convert based on selected Currency in (Column L). 2. If you choose "Partial Conversion" then Column BA (AMOUNT) only will be converted based on selected currency (Column L) and Column BB (TAXES) value (INR) will be added to the converted values.
Note on K29: gepadmin: 1. If you choose "Full Conversion" then Column BA (AMOUNT) and Column BB (TAXES) BOTH values will be convert based on selected Currency in (Column L). 2. If you choose "Partial Conversion" then Column BA (AMOUNT) only will be converted based on selected currency (Column L) and Column BB (TAXES) value (INR) will be added to the converted values.
Note on K30: gepadmin: 1. If you choose "Full Conversion" then Column BA (AMOUNT) and Column BB (TAXES) BOTH values will be convert based on selected Currency in (Column L). 2. If you choose "Partial Conversion" then Column BA (AMOUNT) only will be converted based on selected currency (Column L) and Column BB (TAXES) value (INR) will be added to the converted values.
Note on K31: gepadmin: 1. If you choose "Full Conversion" then Column BA (AMOUNT) and Column BB (TAXES) BOTH values will be convert based on selected Currency in (Column L). 2. If you choose "Partial Conversion" then Column BA (AMOUNT) only will be converted based on selected currency (Column L) and Column BB (TAXES) value (INR) will be added to the converted values.
Note on K32: gepadmin: 1. If you choose "Full Conversion" then Column BA (AMOUNT) and Column BB (TAXES) BOTH values will be convert based on selected Currency in (Column L). 2. If you choose "Partial Conversion" then Column BA (AMOUNT) only will be converted based on selected currency (Column L) and Column BB (TAXES) value (INR) will be added to the converted values.
Note on K33: gepadmin: 1. If you choose "Full Conversion" then Column BA (AMOUNT) and Column BB (TAXES) BOTH values will be convert based on selected Currency in (Column L). 2. If you choose "Partial Conversion" then Column BA (AMOUNT) only will be converted based on selected currency (Column L) and Column BB (TAXES) value (INR) will be added to the converted values.
Note on K34: gepadmin: 1. If you choose "Full Conversion" then Column BA (AMOUNT) and Column BB (TAXES) BOTH values will be convert based on selected Currency in (Column L). 2. If you choose "Partial Conversion" then Column BA (AMOUNT) only will be converted based on selected currency (Column L) and Column BB (TAXES) value (INR) will be added to the converted values.
Note on K35: gepadmin: 1. If you choose "Full Conversion" then Column BA (AMOUNT) and Column BB (TAXES) BOTH values will be convert based on selected Currency in (Column L). 2. If you choose "Partial Conversion" then Column BA (AMOUNT) only will be converted based on selected currency (Column L) and Column BB (TAXES) value (INR) will be added to the converted values.
Note on K36: gepadmin: 1. If you choose "Full Conversion" then Column BA (AMOUNT) and Column BB (TAXES) BOTH values will be convert based on selected Currency in (Column L). 2. If you choose "Partial Conversion" then Column BA (AMOUNT) only will be converted based on selected currency (Column L) and Column BB (TAXES) value (INR) will be added to the converted values.
Note on K37: gepadmin: 1. If you choose "Full Conversion" then Column BA (AMOUNT) and Column BB (TAXES) BOTH values will be convert based on selected Currency in (Column L). 2. If you choose "Partial Conversion" then Column BA (AMOUNT) only will be converted based on selected currency (Column L) and Column BB (TAXES) value (INR) will be added to the converted values.
Note on K38: gepadmin: 1. If you choose "Full Conversion" then Column BA (AMOUNT) and Column BB (TAXES) BOTH values will be convert based on selected Currency in (Column L). 2. If you choose "Partial Conversion" then Column BA (AMOUNT) only will be converted based on selected currency (Column L) and Column BB (TAXES) value (INR) will be added to the converted values.
Note on K39: gepadmin: 1. If you choose "Full Conversion" then Column BA (AMOUNT) and Column BB (TAXES) BOTH values will be convert based on selected Currency in (Column L). 2. If you choose "Partial Conversion" then Column BA (AMOUNT) only will be converted based on selected currency (Column L) and Column BB (TAXES) value (INR) will be added to the converted values.
Note on K40: gepadmin: 1. If you choose "Full Conversion" then Column BA (AMOUNT) and Column BB (TAXES) BOTH values will be convert based on selected Currency in (Column L). 2. If you choose "Partial Conversion" then Column BA (AMOUNT) only will be converted based on selected currency (Column L) and Column BB (TAXES) value (INR) will be added to the converted values.
Note on K41: gepadmin: 1. If you choose "Full Conversion" then Column BA (AMOUNT) and Column BB (TAXES) BOTH values will be convert based on selected Currency in (Column L). 2. If you choose "Partial Conversion" then Column BA (AMOUNT) only will be converted based on selected currency (Column L) and Column BB (TAXES) value (INR) will be added to the converted values.
Note on K42: gepadmin: 1. If you choose "Full Conversion" then Column BA (AMOUNT) and Column BB (TAXES) BOTH values will be convert based on selected Currency in (Column L). 2. If you choose "Partial Conversion" then Column BA (AMOUNT) only will be converted based on selected currency (Column L) and Column BB (TAXES) value (INR) will be added to the converted values.
Note on K43: gepadmin: 1. If you choose "Full Conversion" then Column BA (AMOUNT) and Column BB (TAXES) BOTH values will be convert based on selected Currency in (Column L). 2. If you choose "Partial Conversion" then Column BA (AMOUNT) only will be converted based on selected currency (Column L) and Column BB (TAXES) value (INR) will be added to the converted values.
Note on K44: gepadmin: 1. If you choose "Full Conversion" then Column BA (AMOUNT) and Column BB (TAXES) BOTH values will be convert based on selected Currency in (Column L). 2. If you choose "Partial Conversion" then Column BA (AMOUNT) only will be converted based on selected currency (Column L) and Column BB (TAXES) value (INR) will be added to the converted values.
Note on K45: gepadmin: 1. If you choose "Full Conversion" then Column BA (AMOUNT) and Column BB (TAXES) BOTH values will be convert based on selected Currency in (Column L). 2. If you choose "Partial Conversion" then Column BA (AMOUNT) only will be converted based on selected currency (Column L) and Column BB (TAXES) value (INR) will be added to the converted values.
Note on K46: gepadmin: 1. If you choose "Full Conversion" then Column BA (AMOUNT) and Column BB (TAXES) BOTH values will be convert based on selected Currency in (Column L). 2. If you choose "Partial Conversion" then Column BA (AMOUNT) only will be converted based on selected currency (Column L) and Column BB (TAXES) value (INR) will be added to the converted values.
Note on K47: gepadmin: 1. If you choose "Full Conversion" then Column BA (AMOUNT) and Column BB (TAXES) BOTH values will be convert based on selected Currency in (Column L). 2. If you choose "Partial Conversion" then Column BA (AMOUNT) only will be converted based on selected currency (Column L) and Column BB (TAXES) value (INR) will be added to the converted values.
Note on K48: gepadmin: 1. If you choose "Full Conversion" then Column BA (AMOUNT) and Column BB (TAXES) BOTH values will be convert based on selected Currency in (Column L). 2. If you choose "Partial Conversion" then Column BA (AMOUNT) only will be converted based on selected currency (Column L) and Column BB (TAXES) value (INR) will be added to the converted values.
Note on K49: gepadmin: 1. If you choose "Full Conversion" then Column BA (AMOUNT) and Column BB (TAXES) BOTH values will be convert based on selected Currency in (Column L). 2. If you choose "Partial Conversion" then Column BA (AMOUNT) only will be converted based on selected currency (Column L) and Column BB (TAXES) value (INR) will be added to the converted values.
Note on K50: gepadmin: 1. If you choose "Full Conversion" then Column BA (AMOUNT) and Column BB (TAXES) BOTH values will be convert based on selected Currency in (Column L). 2. If you choose "Partial Conversion" then Column BA (AMOUNT) only will be converted based on selected currency (Column L) and Column BB (TAXES) value (INR) will be added to the converted values.
Note on K51: gepadmin: 1. If you choose "Full Conversion" then Column BA (AMOUNT) and Column BB (TAXES) BOTH values will be convert based on selected Currency in (Column L). 2. If you choose "Partial Conversion" then Column BA (AMOUNT) only will be converted based on selected currency (Column L) and Column BB (TAXES) value (INR) will be added to the converted values.
Note on K52: gepadmin: 1. If you choose "Full Conversion" then Column BA (AMOUNT) and Column BB (TAXES) BOTH values will be convert based on selected Currency in (Column L). 2. If you choose "Partial Conversion" then Column BA (AMOUNT) only will be converted based on selected currency (Column L) and Column BB (TAXES) value (INR) will be added to the converted values.
Note on K53: gepadmin: 1. If you choose "Full Conversion" then Column BA (AMOUNT) and Column BB (TAXES) BOTH values will be convert based on selected Currency in (Column L). 2. If you choose "Partial Conversion" then Column BA (AMOUNT) only will be converted based on selected currency (Column L) and Column BB (TAXES) value (INR) will be added to the converted values.
Note on K54: gepadmin: 1. If you choose "Full Conversion" then Column BA (AMOUNT) and Column BB (TAXES) BOTH values will be convert based on selected Currency in (Column L). 2. If you choose "Partial Conversion" then Column BA (AMOUNT) only will be converted based on selected currency (Column L) and Column BB (TAXES) value (INR) will be added to the converted values.
Note on K55: gepadmin: 1. If you choose "Full Conversion" then Column BA (AMOUNT) and Column BB (TAXES) BOTH values will be convert based on selected Currency in (Column L). 2. If you choose "Partial Conversion" then Column BA (AMOUNT) only will be converted based on selected currency (Column L) and Column BB (TAXES) value (INR) will be added to the converted values.
Note on K56: gepadmin: 1. If you choose "Full Conversion" then Column BA (AMOUNT) and Column BB (TAXES) BOTH values will be convert based on selected Currency in (Column L). 2. If you choose "Partial Conversion" then Column BA (AMOUNT) only will be converted based on selected currency (Column L) and Column BB (TAXES) value (INR) will be added to the converted values.
Note on K57: gepadmin: 1. If you choose "Full Conversion" then Column BA (AMOUNT) and Column BB (TAXES) BOTH values will be convert based on selected Currency in (Column L). 2. If you choose "Partial Conversion" then Column BA (AMOUNT) only will be converted based on selected currency (Column L) and Column BB (TAXES) value (INR) will be added to the converted values.
Note on K102: gepadmin: 1. If you choose "Full Conversion" then Column BA (AMOUNT) and Column BB (TAXES) BOTH values will be convert based on selected Currency in (Column L). 2. If you choose "Partial Conversion" then Column BA (AMOUNT) only will be converted based on selected currency (Column L) and Column BB (TAXES) value (INR) will be added to the converted values.
Note on K103: gepadmin: 1. If you choose "Full Conversion" then Column BA (AMOUNT) and Column BB (TAXES) BOTH values will be convert based on selected Currency in (Column L). 2. If you choose "Partial Conversion" then Column BA (AMOUNT) only will be converted based on selected currency (Column L) and Column BB (TAXES) value (INR) will be added to the converted values.
Note on K104: gepadmin: 1. If you choose "Full Conversion" then Column BA (AMOUNT) and Column BB (TAXES) BOTH values will be convert based on selected Currency in (Column L). 2. If you choose "Partial Conversion" then Column BA (AMOUNT) only will be converted based on selected currency (Column L) and Column BB (TAXES) value (INR) will be added to the converted values.
Note on K105: gepadmin: 1. If you choose "Full Conversion" then Column BA (AMOUNT) and Column BB (TAXES) BOTH values will be convert based on selected Currency in (Column L). 2. If you choose "Partial Conversion" then Column BA (AMOUNT) only will be converted based on selected currency (Column L) and Column BB (TAXES) value (INR) will be added to the converted values.
Note on K106: gepadmin: 1. If you choose "Full Conversion" then Column BA (AMOUNT) and Column BB (TAXES) BOTH values will be convert based on selected Currency in (Column L). 2. If you choose "Partial Conversion" then Column BA (AMOUNT) only will be converted based on selected currency (Column L) and Column BB (TAXES) value (INR) will be added to the converted values.
Note on K107: gepadmin: 1. If you choose "Full Conversion" then Column BA (AMOUNT) and Column BB (TAXES) BOTH values will be convert based on selected Currency in (Column L). 2. If you choose "Partial Conversion" then Column BA (AMOUNT) only will be converted based on selected currency (Column L) and Column BB (TAXES) value (INR) will be added to the converted values.
Note on K108: gepadmin: 1. If you choose "Full Conversion" then Column BA (AMOUNT) and Column BB (TAXES) BOTH values will be convert based on selected Currency in (Column L). 2. If you choose "Partial Conversion" then Column BA (AMOUNT) only will be converted based on selected currency (Column L) and Column BB (TAXES) value (INR) will be added to the converted values.
Note on K109: gepadmin: 1. If you choose "Full Conversion" then Column BA (AMOUNT) and Column BB (TAXES) BOTH values will be convert based on selected Currency in (Column L). 2. If you choose "Partial Conversion" then Column BA (AMOUNT) only will be converted based on selected currency (Column L) and Column BB (TAXES) value (INR) will be added to the converted values.
Note on K110: gepadmin: 1. If you choose "Full Conversion" then Column BA (AMOUNT) and Column BB (TAXES) BOTH values will be convert based on selected Currency in (Column L). 2. If you choose "Partial Conversion" then Column BA (AMOUNT) only will be converted based on selected currency (Column L) and Column BB (TAXES) value (INR) will be added to the converted values.
Note on K111: gepadmin: 1. If you choose "Full Conversion" then Column BA (AMOUNT) and Column BB (TAXES) BOTH values will be convert based on selected Currency in (Column L). 2. If you choose "Partial Conversion" then Column BA (AMOUNT) only will be converted based on selected currency (Column L) and Column BB (TAXES) value (INR) will be added to the converted values.
Note on K112: gepadmin: 1. If you choose "Full Conversion" then Column BA (AMOUNT) and Column BB (TAXES) BOTH values will be convert based on selected Currency in (Column L). 2. If you choose "Partial Conversion" then Column BA (AMOUNT) only will be converted based on selected currency (Column L) and Column BB (TAXES) value (INR) will be added to the converted values.
Note on K113: gepadmin: 1. If you choose "Full Conversion" then Column BA (AMOUNT) and Column BB (TAXES) BOTH values will be convert based on selected Currency in (Column L). 2. If you choose "Partial Conversion" then Column BA (AMOUNT) only will be converted based on selected currency (Column L) and Column BB (TAXES) value (INR) will be added to the converted values.
Note on K114: gepadmin: 1. If you choose "Full Conversion" then Column BA (AMOUNT) and Column BB (TAXES) BOTH values will be convert based on selected Currency in (Column L). 2. If you choose "Partial Conversion" then Column BA (AMOUNT) only will be converted based on selected currency (Column L) and Column BB (TAXES) value (INR) will be added to the converted values.
Note on K115: gepadmin: 1. If you choose "Full Conversion" then Column BA (AMOUNT) and Column BB (TAXES) BOTH values will be convert based on selected Currency in (Column L). 2. If you choose "Partial Conversion" then Column BA (AMOUNT) only will be converted based on selected currency (Column L) and Column BB (TAXES) value (INR) will be added to the converted values.
Note on K116: gepadmin: 1. If you choose "Full Conversion" then Column BA (AMOUNT) and Column BB (TAXES) BOTH values will be convert based on selected Currency in (Column L). 2. If you choose "Partial Conversion" then Column BA (AMOUNT) only will be converted based on selected currency (Column L) and Column BB (TAXES) value (INR) will be added to the converted values.
Note on K117: gepadmin: 1. If you choose "Full Conversion" then Column BA (AMOUNT) and Column BB (TAXES) BOTH values will be convert based on selected Currency in (Column L). 2. If you choose "Partial Conversion" then Column BA (AMOUNT) only will be converted based on selected currency (Column L) and Column BB (TAXES) value (INR) will be added to the converted values.
Note on K118: gepadmin: 1. If you choose "Full Conversion" then Column BA (AMOUNT) and Column BB (TAXES) BOTH values will be convert based on selected Currency in (Column L). 2. If you choose "Partial Conversion" then Column BA (AMOUNT) only will be converted based on selected currency (Column L) and Column BB (TAXES) value (INR) will be added to the converted values.
Note on K119: gepadmin: 1. If you choose "Full Conversion" then Column BA (AMOUNT) and Column BB (TAXES) BOTH values will be convert based on selected Currency in (Column L). 2. If you choose "Partial Conversion" then Column BA (AMOUNT) only will be converted based on selected currency (Column L) and Column BB (TAXES) value (INR) will be added to the converted values.
Note on K120: gepadmin: 1. If you choose "Full Conversion" then Column BA (AMOUNT) and Column BB (TAXES) BOTH values will be convert based on selected Currency in (Column L). 2. If you choose "Partial Conversion" then Column BA (AMOUNT) only will be converted based on selected currency (Column L) and Column BB (TAXES) value (INR) will be added to the converted values.
Note on K121: gepadmin: 1. If you choose "Full Conversion" then Column BA (AMOUNT) and Column BB (TAXES) BOTH values will be convert based on selected Currency in (Column L). 2. If you choose "Partial Conversion" then Column BA (AMOUNT) only will be converted based on selected currency (Column L) and Column BB (TAXES) value (INR) will be added to the converted values.
Note on K122: gepadmin: 1. If you choose "Full Conversion" then Column BA (AMOUNT) and Column BB (TAXES) BOTH values will be convert based on selected Currency in (Column L). 2. If you choose "Partial Conversion" then Column BA (AMOUNT) only will be converted based on selected currency (Column L) and Column BB (TAXES) value (INR) will be added to the converted values.
Note on K123: gepadmin: 1. If you choose "Full Conversion" then Column BA (AMOUNT) and Column BB (TAXES) BOTH values will be convert based on selected Currency in (Column L). 2. If you choose "Partial Conversion" then Column BA (AMOUNT) only will be converted based on selected currency (Column L) and Column BB (TAXES) value (INR) will be added to the converted values.
Note on K124: gepadmin: 1. If you choose "Full Conversion" then Column BA (AMOUNT) and Column BB (TAXES) BOTH values will be convert based on selected Currency in (Column L). 2. If you choose "Partial Conversion" then Column BA (AMOUNT) only will be converted based on selected currency (Column L) and Column BB (TAXES) value (INR) will be added to the converted values.
Note on K125: gepadmin: 1. If you choose "Full Conversion" then Column BA (AMOUNT) and Column BB (TAXES) BOTH values will be convert based on selected Currency in (Column L). 2. If you choose "Partial Conversion" then Column BA (AMOUNT) only will be converted based on selected currency (Column L) and Column BB (TAXES) value (INR) will be added to the converted values.
Note on K126: gepadmin: 1. If you choose "Full Conversion" then Column BA (AMOUNT) and Column BB (TAXES) BOTH values will be convert based on selected Currency in (Column L). 2. If you choose "Partial Conversion" then Column BA (AMOUNT) only will be converted based on selected currency (Column L) and Column BB (TAXES) value (INR) will be added to the converted values.
Note on K127: gepadmin: 1. If you choose "Full Conversion" then Column BA (AMOUNT) and Column BB (TAXES) BOTH values will be convert based on selected Currency in (Column L). 2. If you choose "Partial Conversion" then Column BA (AMOUNT) only will be converted based on selected currency (Column L) and Column BB (TAXES) value (INR) will be added to the converted values.
Note on K128: gepadmin: 1. If you choose "Full Conversion" then Column BA (AMOUNT) and Column BB (TAXES) BOTH values will be convert based on selected Currency in (Column L). 2. If you choose "Partial Conversion" then Column BA (AMOUNT) only will be converted based on selected currency (Column L) and Column BB (TAXES) value (INR) will be added to the converted values.
Note on K129: gepadmin: 1. If you choose "Full Conversion" then Column BA (AMOUNT) and Column BB (TAXES) BOTH values will be convert based on selected Currency in (Column L). 2. If you choose "Partial Conversion" then Column BA (AMOUNT) only will be converted based on selected currency (Column L) and Column BB (TAXES) value (INR) will be added to the converted values.
Note on K130: gepadmin: 1. If you choose "Full Conversion" then Column BA (AMOUNT) and Column BB (TAXES) BOTH values will be convert based on selected Currency in (Column L). 2. If you choose "Partial Conversion" then Column BA (AMOUNT) only will be converted based on selected currency (Column L) and Column BB (TAXES) value (INR) will be added to the converted values.
Note on K131: gepadmin: 1. If you choose "Full Conversion" then Column BA (AMOUNT) and Column BB (TAXES) BOTH values will be convert based on selected Currency in (Column L). 2. If you choose "Partial Conversion" then Column BA (AMOUNT) only will be converted based on selected currency (Column L) and Column BB (TAXES) value (INR) will be added to the converted values.
Note on K132: gepadmin: 1. If you choose "Full Conversion" then Column BA (AMOUNT) and Column BB (TAXES) BOTH values will be convert based on selected Currency in (Column L). 2. If you choose "Partial Conversion" then Column BA (AMOUNT) only will be converted based on selected currency (Column L) and Column BB (TAXES) value (INR) will be added to the converted values.
Note on K133: gepadmin: 1. If you choose "Full Conversion" then Column BA (AMOUNT) and Column BB (TAXES) BOTH values will be convert based on selected Currency in (Column L). 2. If you choose "Partial Conversion" then Column BA (AMOUNT) only will be converted based on selected currency (Column L) and Column BB (TAXES) value (INR) will be added to the converted values.
Note on K134: gepadmin: 1. If you choose "Full Conversion" then Column BA (AMOUNT) and Column BB (TAXES) BOTH values will be convert based on selected Currency in (Column L). 2. If you choose "Partial Conversion" then Column BA (AMOUNT) only will be converted based on selected currency (Column L) and Column BB (TAXES) value (INR) will be added to the converted values.
Note on K135: gepadmin: 1. If you choose "Full Conversion" then Column BA (AMOUNT) and Column BB (TAXES) BOTH values will be convert based on selected Currency in (Column L). 2. If you choose "Partial Conversion" then Column BA (AMOUNT) only will be converted based on selected currency (Column L) and Column BB (TAXES) value (INR) will be added to the converted values.
Note on K136: gepadmin: 1. If you choose "Full Conversion" then Column BA (AMOUNT) and Column BB (TAXES) BOTH values will be convert based on selected Currency in (Column L). 2. If you choose "Partial Conversion" then Column BA (AMOUNT) only will be converted based on selected currency (Column L) and Column BB (TAXES) value (INR) will be added to the converted values.
Note on K137: gepadmin: 1. If you choose "Full Conversion" then Column BA (AMOUNT) and Column BB (TAXES) BOTH values will be convert based on selected Currency in (Column L). 2. If you choose "Partial Conversion" then Column BA (AMOUNT) only will be converted based on selected currency (Column L) and Column BB (TAXES) value (INR) will be added to the converted values.
Note on K138: gepadmin: 1. If you choose "Full Conversion" then Column BA (AMOUNT) and Column BB (TAXES) BOTH values will be convert based on selected Currency in (Column L). 2. If you choose "Partial Conversion" then Column BA (AMOUNT) only will be converted based on selected currency (Column L) and Column BB (TAXES) value (INR) will be added to the converted values.
Note on K139: gepadmin: 1. If you choose "Full Conversion" then Column BA (AMOUNT) and Column BB (TAXES) BOTH values will be convert based on selected Currency in (Column L). 2. If you choose "Partial Conversion" then Column BA (AMOUNT) only will be converted based on selected currency (Column L) and Column BB (TAXES) value (INR) will be added to the converted values.
Note on K140: gepadmin: 1. If you choose "Full Conversion" then Column BA (AMOUNT) and Column BB (TAXES) BOTH values will be convert based on selected Currency in (Column L). 2. If you choose "Partial Conversion" then Column BA (AMOUNT) only will be converted based on selected currency (Column L) and Column BB (TAXES) value (INR) will be added to the converted values.
Note on K141: gepadmin: 1. If you choose "Full Conversion" then Column BA (AMOUNT) and Column BB (TAXES) BOTH values will be convert based on selected Currency in (Column L). 2. If you choose "Partial Conversion" then Column BA (AMOUNT) only will be converted based on selected currency (Column L) and Column BB (TAXES) value (INR) will be added to the converted values.
Note on K142: gepadmin: 1. If you choose "Full Conversion" then Column BA (AMOUNT) and Column BB (TAXES) BOTH values will be convert based on selected Currency in (Column L). 2. If you choose "Partial Conversion" then Column BA (AMOUNT) only will be converted based on selected currency (Column L) and Column BB (TAXES) value (INR) will be added to the converted values.
Note on K143: gepadmin: 1. If you choose "Full Conversion" then Column BA (AMOUNT) and Column BB (TAXES) BOTH values will be convert based on selected Currency in (Column L). 2. If you choose "Partial Conversion" then Column BA (AMOUNT) only will be converted based on selected currency (Column L) and Column BB (TAXES) value (INR) will be added to the converted values.
Note on K144: gepadmin: 1. If you choose "Full Conversion" then Column BA (AMOUNT) and Column BB (TAXES) BOTH values will be convert based on selected Currency in (Column L). 2. If you choose "Partial Conversion" then Column BA (AMOUNT) only will be converted based on selected currency (Column L) and Column BB (TAXES) value (INR) will be added to the converted values.
Note on K145: gepadmin: 1. If you choose "Full Conversion" then Column BA (AMOUNT) and Column BB (TAXES) BOTH values will be convert based on selected Currency in (Column L). 2. If you choose "Partial Conversion" then Column BA (AMOUNT) only will be converted based on selected currency (Column L) and Column BB (TAXES) value (INR) will be added to the converted values.
Note on K146: gepadmin: 1. If you choose "Full Conversion" then Column BA (AMOUNT) and Column BB (TAXES) BOTH values will be convert based on selected Currency in (Column L). 2. If you choose "Partial Conversion" then Column BA (AMOUNT) only will be converted based on selected currency (Column L) and Column BB (TAXES) value (INR) will be added to the converted values.
Note on K147: gepadmin: 1. If you choose "Full Conversion" then Column BA (AMOUNT) and Column BB (TAXES) BOTH values will be convert based on selected Currency in (Column L). 2. If you choose "Partial Conversion" then Column BA (AMOUNT) only will be converted based on selected currency (Column L) and Column BB (TAXES) value (INR) will be added to the converted values.
Note on K148: gepadmin: 1. If you choose "Full Conversion" then Column BA (AMOUNT) and Column BB (TAXES) BOTH values will be convert based on selected Currency in (Column L). 2. If you choose "Partial Conversion" then Column BA (AMOUNT) only will be converted based on selected currency (Column L) and Column BB (TAXES) value (INR) will be added to the converted values.
Note on K149: gepadmin: 1. If you choose "Full Conversion" then Column BA (AMOUNT) and Column BB (TAXES) BOTH values will be convert based on selected Currency in (Column L). 2. If you choose "Partial Conversion" then Column BA (AMOUNT) only will be converted based on selected currency (Column L) and Column BB (TAXES) value (INR) will be added to the converted values.
Note on K150: gepadmin: 1. If you choose "Full Conversion" then Column BA (AMOUNT) and Column BB (TAXES) BOTH values will be convert based on selected Currency in (Column L). 2. If you choose "Partial Conversion" then Column BA (AMOUNT) only will be converted based on selected currency (Column L) and Column BB (TAXES) value (INR) will be added to the converted values.
Note on K151: gepadmin: 1. If you choose "Full Conversion" then Column BA (AMOUNT) and Column BB (TAXES) BOTH values will be convert based on selected Currency in (Column L). 2. If you choose "Partial Conversion" then Column BA (AMOUNT) only will be converted based on selected currency (Column L) and Column BB (TAXES) value (INR) will be added to the converted values.
Note on K152: gepadmin: 1. If you choose "Full Conversion" then Column BA (AMOUNT) and Column BB (TAXES) BOTH values will be convert based on selected Currency in (Column L). 2. If you choose "Partial Conversion" then Column BA (AMOUNT) only will be converted based on selected currency (Column L) and Column BB (TAXES) value (INR) will be added to the converted values.
Note on K153: gepadmin: 1. If you choose "Full Conversion" then Column BA (AMOUNT) and Column BB (TAXES) BOTH values will be convert based on selected Currency in (Column L). 2. If you choose "Partial Conversion" then Column BA (AMOUNT) only will be converted based on selected currency (Column L) and Column BB (TAXES) value (INR) will be added to the converted values.
Note on K154: gepadmin: 1. If you choose "Full Conversion" then Column BA (AMOUNT) and Column BB (TAXES) BOTH values will be convert based on selected Currency in (Column L). 2. If you choose "Partial Conversion" then Column BA (AMOUNT) only will be converted based on selected currency (Column L) and Column BB (TAXES) value (INR) will be added to the converted values.
Note on K155: gepadmin: 1. If you choose "Full Conversion" then Column BA (AMOUNT) and Column BB (TAXES) BOTH values will be convert based on selected Currency in (Column L). 2. If you choose "Partial Conversion" then Column BA (AMOUNT) only will be converted based on selected currency (Column L) and Column BB (TAXES) value (INR) will be added to the converted values.
Note on K156: gepadmin: 1. If you choose "Full Conversion" then Column BA (AMOUNT) and Column BB (TAXES) BOTH values will be convert based on selected Currency in (Column L). 2. If you choose "Partial Conversion" then Column BA (AMOUNT) only will be converted based on selected currency (Column L) and Column BB (TAXES) value (INR) will be added to the converted values.
Note on K158: gepadmin: 1. If you choose "Full Conversion" then Column BA (AMOUNT) and Column BB (TAXES) BOTH values will be convert based on selected Currency in (Column L). 2. If you choose "Partial Conversion" then Column BA (AMOUNT) only will be converted based on selected currency (Column L) and Column BB (TAXES) value (INR) will be added to the converted values.
Note on K159: gepadmin: 1. If you choose "Full Conversion" then Column BA (AMOUNT) and Column BB (TAXES) BOTH values will be convert based on selected Currency in (Column L). 2. If you choose "Partial Conversion" then Column BA (AMOUNT) only will be converted based on selected currency (Column L) and Column BB (TAXES) value (INR) will be added to the converted values.
Note on K157: gepadmin: 1. If you choose "Full Conversion" then Column BA (AMOUNT) and Column BB (TAXES) BOTH values will be convert based on selected Currency in (Column L). 2. If you choose "Partial Conversion" then Column BA (AMOUNT) only will be converted based on selected currency (Column L) and Column BB (TAXES) value (INR) will be added to the converted values.

## Macros
Please Enable Macros to View BoQ information